EP-2022-04421 | 2022-06-09 | 89 W 60TH AVENUE, Vancouver, BC V5X 1Z3 | Electrical Permit | Residential | New | Completed | Installation / Repair - Residential - a 2 storey one-family dwelling with a secondary suite installtion >BP: To construct a 2 storey one-family dwelling with a secondary suite located in the Basement ($863,750) with an open parking pad, providing 3 parking space, having vehicular access from the 20' Lane. 1. Covenant registered at the Land Title Office under CA9503450 2. No Strata Titling permitted 3. A/C proposed – Exterior component located in Rear, Interior component located in Second Floor 4. No Bar sink 5. Schedule B: (S.N. Biswas) P.Eng (604.250.8666) Structural & Geotechnical 6. HPO: Residential Builder- Woodbine Builder Ltd Note: This is a 2 storey building pursuant to the Zoning and Development By-Law Address Information: Principle Dwelling: #1-89 W 60th Av Secondary Suite:#2-89 W 60th Av Laneway home: #3-89 W 60th Av Addresses assigned per the approved plans, Fire and Emergency street access (walkway) to the secondary suite is from the East side. Street access must be provided & maintained at all times and the building addresses posted to be visible from the street in accordance with the Building By-law prior to Final Inspection. **THIS PERMIT HAS BEEN ISSUED UNDER THE REQUIREMENTS OF VBBL #12511 (2019) ** *2023.02.23 Amendment* -bar sink counter in theatre room, counter receptacles, under cabinet lighting. -Atomic security licence document added -Alarm changed from pre-wire to include finishing. no change to the project cost. | ATOMIC ELECTRICAL SOLUTIONS LTD.
SP-2022-00834 | 2022-05-25 | 89 W 60TH AVENUE, Vancouver, BC V5X 1Z3 | Sprinkler Permit | Residential | New | Completed | Residential - New sprinkler system To construct a 2 storey one-family dwelling with a secondary suite located in the Basement with an open parking pad, providing 3 parking space, having vehicular access from the 20' Lane. 1. Covenant registered at the Land Title Office under CA9503450 2. No Strata Titling permitted 3. A/C proposed – Exterior component located in Rear, Interior component located in Second Floor 4. No Bar sink 5. Schedule B: (S.N. Biswas) P.Eng (604.250.8666) Structural & Geotechnical 6. HPO: Residential Builder- Woodbine Builder Ltd | Haven Fire Protection Ltd
PP-2022-00540 | 2022-02-16 | 89 W 60TH AVENUE, Vancouver, BC V5X 1Z3 | Plumbing Permit | Residential | New | Completed | Residential - 1FD+SS - #1 & #2 - Installation of sump in front yard To construct a 2 storey one-family dwelling with a secondary suite located in the Basement with an open parking pad, providing 3 parking space, having vehicular access from the 20' Lane. 1. Covenant registered at the Land Title Office under CA9503450 2. No Strata Titling permitted 3. A/C proposed – Exterior component located in Rear, Interior component located in Second Floor 4. No Bar sink | J B Siteworks Inc
GP-2022-01906 | 2022-06-24 | 89 W 60TH AVENUE, Vancouver, BC V5X 1Z3 | Gas Permit | Residential | New | Completed | Residential - Gas piping To construct a 2 storey one-family dwelling with a secondary suite located in the Basement with an open parking pad, providing 3 parking space, having vehicular access from the 20' Lane. 1. Covenant registered at the Land Title Office under CA9503450 2. No Strata Titling permitted 3. A/C proposed – Exterior component located in Rear, Interior component located in Second Floor 4. No Bar sink 5. Schedule B: (S.N. Biswas) P.Eng (604.250.8666) Structural & Geotechnical 6. HPO: Residential Builder- Woodbine Builder Ltd | FOCUS MECHANICAL LTD.
NULL | NULL | 89 W 60TH AVENUE, Vancouver, BC V5X 1Z3 | Gas Permit | Residential | New | Draft | Residential - Gas piping | FOCUS MECHANICAL LTD.
EP-2022-10307 | 2022-12-06 | 514 W 60TH AVENUE, Vancouver, BC V6P 1Z7 | Electrical Permit | Residential | New | Expired | Temporary Power - Residential - To provide temporary power. | SUNSTONE ELECTRIC LTD
PP-2023-01157 | 2023-04-03 | 514 W 60TH AVENUE, Vancouver, BC V6P 1Z7 | Plumbing Permit | Residential | New | Issued | Residential - 2FD+2SS - sump and pump | Mainline Excavation Ltd
PP-2023-01661 | 2023-05-10 | 514 W 60TH AVENUE, Vancouver, BC V6P 1Z7 | Plumbing Permit | Residential | New | Issued | Residential - 2FD+SS - EAST - 514 W 60TH AV - #1 & #2 WEST - 516 W 60TH AV - #1 & #2 Plumbing The entire building to be sprinklered to 2XNFPA 13D. >DB: To construct a two-storey two-family dwelling with two secondary suites ($965,365.00) located in the basement, with a 2 car detached accessory building (garage) and a surface parking at the rear providing 3 parking spaces, having vehicular access from the lane. Note: This is a 2 storey building pursuant to the Zoning and Development By-Law 1. Covenant to be registered at the Land Title Office prior to sheathing inspection. 2. A/C units proposed in the rear yard 6. The entire building to be sprinklered to 2XNFPA 13D. | Ghuman Mechanical Ltd
EP-2023-05502 | 2023-07-04 | 514 W 60TH AVENUE, Vancouver, BC V6P 1Z7 | Electrical Permit | Residential | New | Issued | Installation / Repair - Residential - 2 Separate 200A services Building 514 Main service 200 amps Unit 1-514 meter 125 amp Unit 2-514 meter 60 amp Building 516 Main service 200 amps Unit 1-516 meter 125 amp Unit 2-516 meter 60 amp *An approved mechanical permit is required for the installation of air conditioning or heat pump unit at the time of installation before an electrical inspection will be performed >BP: To construct a two-storey two-family dwelling with two secondary suites ($965,365.00) located in the basement, with a 2 car detached accessory building (garage) and a surface parking at the rear providing 3 parking spaces, having vehicular access from the lane. Note: This is a 2 storey building pursuant to the Zoning and Development By-Law 1. Covenant to be registered at the Land Title Office prior to sheathing inspection. 2. A/C units proposed in the rear yard 3. Schedule B: Shambhu N. Biswas, P.Eng (604-250-8666) Structural 4. Schedule B: Zhao Guan, P.Eng (778-868-5635) Geotechnical 5. HPO: Residential Builder - MSB Development Limited. 6. The entire building to be sprinklered to 2XNFPA 13D. 7. As shown by an asterisk (*) on the building permit floor plans and/or elevations, exit protection is required to be provided in accordance with Articles 9.9.4.4., 9.9.4.6., and/or 9.37.2.8. of the 2019 VBBL | SUNSTONE ELECTRIC LTD
GP-2022-02237 | 2022-07-29 | 1750 W 62ND AVENUE, Vancouver, BC V6P 2G2 | Gas Permit | Residential | Renovation | Completed | Residential - RE N RE - Replace existing natural draft furnace and hot water tank. INSTALLATION OF new furnace and hot water on demand unit. | 604 Plumbing Services Ltd
EP-2023-00099 | 2023-01-06 | 840 W 64TH AVENUE, Vancouver, BC V6P 2L4 | Electrical Permit | Residential | New | Expired | Temporary Power - Residential - To provide temporary power. NOTE: Work authorized by this permit is for placement of a temporary power pole only and does not authorize any site construction and/or excavation. A separate Building Permit will be required prior to commencement of any other work on this site. | ICAN Electrical Ltd.
EP-2023-03377 | 2023-04-19 | 863 W 64TH AVENUE, Vancouver, BC V6P 2L5 | Electrical Permit | Residential | Renovation | Completed | Installation / Repair - Residential - New kitchen wiring top floor. New LED lighting west side top floor. Decommission old suite wiring in basement, reclaim as living space and mud room. New LED lighting west side of basement and foyer. New 200 amp overhead main electrical service. >BP: Interior and exterior alterations to provide improvements to the existing single detached house on this site. OK to open BP for Field Review per K.Clark Letters of assurance submitted by: Bill Louwerse, PEng, Structural Schedule B Energy checklist is currently no longer required with your Building Permit (BP) application. Some supporting documents are still required at BP stage, specifically Envelope and HVAC, if applicable. Service Water Heating and Lighting supporting documents, if applicable, must be submitted with your related Trades permits (e.g. electrical and plumbing | Infield Electrical Systems Inc
PP-2023-01516 | 2023-05-01 | 863 W 64TH AVENUE, Vancouver, BC V6P 2L5 | Plumbing Permit | Residential | Renovation | Completed | Residential - Adding new laundry box, laundry sink, and emergency floor drain. Installing new bath tub, toilet and pedestal sink in same locations. >BP: Interior and exterior alterations to provide improvements to the existing single detached house on this site. Aug 21/2023-AMEND On the upper floor has 1 ice box, 1 dishwasher, 1 kitchen sink. On the main floor includes a bath tub, sink, laundry and floor drain. | BROMAC MECHANICAL LTD
MP-2023-01575 | 2023-08-27 | 863 W 64TH AVENUE, Vancouver, BC V6P 2L5 | Mechanical Permit | NULL | NULL | Completed | NULL | Paton Plumbing Worx Inc
GP-2023-03533 | 2023-11-15 | 912 W 64TH AVENUE, Vancouver, BC V6P 2L9 | Gas Permit | Residential | Renovation | Completed | Residential - HWT re&re | Ferenc Nagy
PP-2023-04013 | 2023-11-20 | 989 W 64TH AVENUE, Vancouver, BC V6P 2M2 | Plumbing Permit | Residential | Renovation | Issued | Residential - Two bathroom renovation Case File CF-2023-001752: In Violation >BP: 989 W 64th Avenue Interior alterations to this existing one family dwelling on this site. Scope of work includes: 1) Upgrade interior finishes, plumbing, appliances, lighting fixtures. 2) Select windows to be removed and one to be added. 3) Double door entry to be reduced to single door entry. | Westar Plumbing & Heating Ltd
EP-2023-03298 | 2023-04-18 | 989 W 64TH AVENUE, Vancouver, BC V6P 2M2 | Electrical Permit | Residential | Renovation | Issued | Installation / Repair - Residential - Upgrading the existing camera and security alarm system. (CF-2023-001752) >Amend: Nov. 9th, 2023 - BP added: >BP: 989 W 64th Avenue Interior alterations to this existing one family dwelling on this site. Scope of work includes: 1) Upgrade interior finishes, plumbing, appliances, lighting fixtures. 2) Select windows to be removed and one to be added. 3) Double door entry to be reduced to single door entry. Structural Schedule B provided by Henry S N Hsu Related to CF-2023-001752 Amend: Nov 29, 2023 WWOP fees paid | Guardian Security Systems ltd
NULL | NULL | 989 W 64TH AVENUE, Vancouver, BC V6P 2M2 | Gas Permit | Residential | Renovation | Draft | Residential - Venting and hook up | ORAY FIREPLACES LTD
GP-2023-00562 | 2023-02-21 | 989 W 64TH AVENUE, Vancouver, BC V6P 2M2 | Gas Permit | Residential | Renovation | Issued | Residential - 1 Fireplace Venting and hook up only | ORAY FIREPLACES LTD
EP-2023-01989 | 2023-04-11 | 989 W 64TH AVENUE, Vancouver, BC V6P 2M2 | Electrical Permit | Residential | Renovation | Issued | Installation / Repair - Residential - Upgrade the electrical service from 100 amps to 200 amps, rewire the kitchen and bathroom, add pot lights throughout the house -Wiring and connecting AC and EV charger. *CF-2023-001752 *An approved mechanical permit is required for the installation of air conditioning or heat pump unit at the time of installation before an electrical inspection will be performed >Amend: Nov. 9th, 2023 - BP added >BP: 989 W 64th Avenue Interior alterations to this existing one family dwelling on this site. Scope of work includes: 1) Upgrade interior finishes, plumbing, appliances, lighting fixtures. 2) Select windows to be removed and one to be added. 3) Double door entry to be reduced to single door entry. Structural Schedule B provided by Henry S N Hsu Related to CF-2023-001752 | Cand Electric Limited
EP-2023-04522 | 2023-05-23 | 1019 W 64TH AVENUE, Vancouver, BC V6P 2M4 | Electrical Permit | Residential | New | Issued | Temporary Power - Residential - To provide temporary power. | Bindi Electrical Services Ltd
SP-2023-02175 | 2023-12-04 | 1019 W 64TH AVENUE, Vancouver, BC V6P 2M4 | Sprinkler Permit | Residential | New | Issued | Residential - Install Sprinkler Heads >BP: To construct a 2.5 storey two-family dwelling with the Cellar with a detached garage at the rear providing 2 parking spaces, having vehicular access from the 20' lane. Note: The entire building, INCLUDING THE ATTACHED GARAGE (if applicable), to be sprinklered to 2 x NFPA 13D 1. Mechanical Unit (Heat Pump) proposed – Exterior component located in Rear, Interior component located in attic. 2. Schedule B: (S.N. BISWAS) P.Eng (604.250.8666) Structural 3. Schedule B: (Dr. G.Z. ZHOU) P.Eng (604.838.2586) Geotechnical 4. HPO: Residential Builder- Mehta Homes Corporation | RAHELU PLUMBING & HEATING LTD.
MP-2023-01935 | 2023-10-30 | 1019 W 64TH AVENUE, Vancouver, BC V6P 2M4 | Mechanical Permit | NULL | NULL | Issued | NULL | Lally Plumbing & Heating Ltd
EP-2023-09926 | 2023-11-21 | 1019 W 64TH AVENUE, Vancouver, BC V6P 2M4 | Electrical Permit | Residential | New | Issued | Installation / Repair - Residential - ¦ 2FD: 200A ¦ duplex house wiring, 125A panels on each side of the unit supplied by 2 meters. -AC and HP units are separate, they are both loadshared by DIVVEE for each units -one car charger each since there may nit be too much space for other car chargers -no legal suite *An approved mechanical permit is required for the installation of air conditioning or heat pump unit before a final electrical inspection will be performed >BP: To construct a 2.5 storey two-family dwelling with the Cellar ($682,875.00) with a detached garage at the rear providing 2 parking spaces, having vehicular access from the 20' lane. Note: The entire building, INCLUDING THE ATTACHED GARAGE (if applicable), to be sprinklered to 2 x NFPA 13D 1. Mechanical Unit (Heat Pump) proposed – Exterior component located in Rear, Interior component located in attic. 2. Schedule B: (S.N. BISWAS) P.Eng (604.250.8666) Structural 3. Schedule B: (Dr. G.Z. ZHOU) P.Eng (604.838.2586) Geotechnical 4. HPO: Residential Builder- Mehta Homes Corporation Note: This is a 2.5 storey building pursuant to the Zoning and Development By-Law | Bindi Electrical Services Ltd
PP-2023-03616 | 2023-10-13 | 1019 W 64TH AVENUE, Vancouver, BC V6P 2M4 | Plumbing Permit | Residential | New | Issued | Residential - 2FD - FRONT - 1019 W 64TH AV - #1 BACK - 1019 W 64TH AV - #2 Plumbing >DB: To construct a 2.5 storey two-family dwelling with the Cellar with a detached garage at the rear providing 2 parking spaces, having vehicular access from the 20' lane. Note: The entire building, INCLUDING THE ATTACHED GARAGE (if applicable), to be sprinklered to 2 x NFPA 13D 1. Mechanical Unit (Heat Pump) proposed – Exterior component located in Rear, Interior component located in attic. ***This permit is issued under the VBBL 2019, with updated energy requirements as per bylaw # 12997 effective Jan 01, 2022.*** | Lally Plumbing & Heating Ltd
EP-2023-08863 | 2023-10-03 | 1019 W 64TH AVENUE, Vancouver, BC V6P 2M4 | Electrical Permit | Residential | New | Issued | Installation / Repair - Residential - Security alarm, cable, doorbell, intercom, cctv installation. >BP: To construct a 2.5 storey two-family dwelling with the Cellar ($682,875.00) with a detached garage at the rear providing 2 parking spaces, having vehicular access from the 20' lane. | Supertech Systems Ltd
PP-2023-02962 | 2023-08-22 | 1019 W 64TH AVENUE, Vancouver, BC V6P 2M4 | Plumbing Permit | Residential | New | Issued | Residential - sump | Canstar Excavating & Landscaping Ltd
GP-2022-01235 | 2022-04-20 | 1083 W 64TH AVENUE, Vancouver, BC V6P 2M4 | Gas Permit | Residential | Renovation - Dwelling Unit(s) only | Completed | Residential - Installing Tankless Water Heater | Reid Brothers Plumbing & Heating Ltd
EP-2022-01494 | 2022-03-09 | 2304 W 8TH AVENUE, Vancouver, BC V6K 2A9 | Electrical Permit | Commercial | Renovation | Completed | Installation / Repair - Commercial - Change fire alarm sequence as per engineer’s letter. Re-program suite smoke detectors c/w sounder bases to be local alarm only. | Fire Pro Fire Protection Ltd.
EP-2022-01318 | 2022-02-22 | 1691 W 75TH AVENUE, Vancouver, BC V6P 6P2 | Electrical Permit | Commercial | NULL | Expired | Annual / Operating - ANNUAL OPERATING PERMIT -Renewal of: EP-2021-01344 General maintenance, lamp and ballast repair VALID: Feb 20, 2022 to Feb 19, 2023 NOTE: NO GROUND DISTURBANCE - any ground disturbance may be in contravention to the Heritage Conservation Act and will require appropriate permits and clearances from the Provincial Archeology Branch, First Nations and the City of Vancouver. If work on this site could lead to ground disturbance (impacting soil) advise applicant to contact the Provincial Archaeology Branch at 250-953-3334 for a list of archaeological consultants, who when retained by the proponent, will apply on the proponent’s behalf for the necessary archaeological permits. In addition, please be advised that reports from an Archaeologist (Archaeological Overview Assessment (AOA) or Archaeological Impact Assessment (AIA) reports) and archaeological/heritage inspection permits from the First Nations may be necessary prior to the release of your City of Vancouver permits. | 635913 BC Ltd. DBA: Mustang Contracting
EP-2023-01354 | 2023-02-16 | 1691 W 75TH AVENUE, Vancouver, BC V6P 6P2 | Electrical Permit | Commercial | NULL | Issued | Annual / Operating - ANNUAL OPERATING PERMIT General maintenance, lamp and ballast repair -Renewal of: EP-2022-01318 VALID: Feb 20, 2023 to Feb 19, 2024 NOTE: NO GROUND DISTURBANCE - any ground disturbance may be in contravention to the Heritage Conservation Act and will require appropriate permits and clearances from the Provincial Archeology Branch, First Nations and the City of Vancouver. If work on this site could lead to ground disturbance (impacting soil) advise applicant to contact the Provincial Archaeology Branch at 250-953-3334 for a list of archaeological consultants, who when retained by the proponent, will apply on the proponent’s behalf for the necessary archaeological permits. In addition, please be advised that reports from an Archaeologist (Archaeological Overview Assessment (AOA) or Archaeological Impact Assessment (AIA) reports) and archaeological/heritage inspection permits from the First Nations may be necessary prior to the release of your City of Vancouver permits. | 635913 BC Ltd. DBA: Mustang Contracting
PP-2023-04168 | 2023-11-28 | 1700 W 75TH AVENUE, Vancouver, BC | Plumbing Permit | Commercial | Addition | Completed | Commercial - Add DCVA on irrigation line | KERN BSG MANAGEMENT LTD
EP-2022-07383 | 2022-09-16 | 1750 W 75TH AVENUE, Vancouver, BC V6P 6G2 | Electrical Permit | Commercial | Tenant Improvement | Completed | Installation / Repair - Commercial - 10 data drops, 5 fans retro fit , patch panel, 4 pack polls. >BP: #210 - 2nd floor (demising into #210 and #202) Interior alterations to demise unit #210 into two units (#210 & #202) and provide improvements to #210 in this existing commercial building on this site. Scope of work: construct a demising wall and remove partition walls in #210 to create open work space. Electrical to suit. TENANT: Aspect Biosystem Architectural Schedule B submitted by Navid Fereidooni, Architect AIBC, ph: 604-866-5555 * District Building Inspector to determine if a Special Sprinkler Permit is required. E2 - HVAC - Clean and Balance all Air Systems (per 6.7.2.3.2 of ASHRAE 90.1-2016) Energy checklist is currently no longer required with your Building Permit (BP) application. Some supporting documents are still required at BP stage, specifically Envelope and HVAC, if applicable. Service Water Heating and Lighting supporting documents, if applicable, must be submitted with your related trades permits (e.g. electrical and plumbing). All energy upgrades will be checked during inspections stage. It is the applicant's responsibility to identify and note all required upgrades including energy upgrades on their BP drawings at BP stage. | Aidan Clemens Electrical Contracting Ltd
PP-2022-03108 | 2022-09-08 | 1750 W 75TH AVENUE, Vancouver, BC V6P 6G2 | Plumbing Permit | Commercial | Addition | Completed | Commercial - Rough in & finish of stainless steel free standing sink -Laundry tub sink. >Interior alterations to demise unit #210 into two units (#210 & #202) and provide improvements to #210 in this existing commercial building on this site. Scope of work: construct a demising wall and remove partition walls in #210 to create open work space. Electrical to suit. TENANT: Aspect Biosystem Architectural Schedule B submitted by Navid Fereidooni, Architect AIBC, ph: 604-866-5555 * District Building Inspector to determine if a Special Sprinkler Permit is required. E2 - HVAC - Clean and Balance all Air Systems (per 6.7.2.3.2 of ASHRAE 90.1-2016) Energy checklist is currently no longer required with your Building Permit (BP) application. Some supporting documents are still required at BP stage, specifically Envelope and HVAC, if applicable. Service Water Heating and Lighting supporting documents, if applicable, must be submitted with your related trades permits (e.g. electrical and plumbing). All energy upgrades will be checked during inspections stage. It is the applicant's responsibility to identify and note all required upgrades including energy upgrades on their BP drawings at BP stage. | Jensen's Plumbing & Heating Ltd
EP-2023-05357 | 2023-06-16 | 1781 W 75TH AVENUE, Vancouver, BC V6P 6P2 | Electrical Permit | Commercial | Renovation | Completed | Installation / Repair - Commercial - Base building work. Changing existing 75kva transformer for EM panel to a 112.5kva. Installation of 2 new 400a panels tied into existing 400A panels directly to lugs. Note: NO SOIL DISTURBANCE OR ALTERATION OF GRADES IS TO TAKE PLACE UNDER THIS PERMIT. Work under this permit does not authorize excavation, including the disturbance of soils. Should work necessitate excavation or the disturbance of soils, stop work immediately contact the City of Vancouver to obtain the necessary approvals. | Aidan Clemens Electrical Contracting Ltd
EP-2022-00669 | NULL | 195 W BROADWAY, Vancouver, BC V5Y 1P4 | Electrical Permit | Commercial | Addition | Application Incomplete | Installation / Repair - Commercial - wiring and disconnect switch installed for 2 heart pump units. (CF-2021-015139) | Mr Power Electrical & Construction Ltd.
EP-2023-02067 | 2023-03-14 | 195 W BROADWAY, Vancouver, BC V5Y 1P4 | Electrical Permit | Commercial | Tenant Improvement | Completed | Installation / Repair - Commercial - Remove old wiring from heat pumps that have been removed. Remove cabling that was between the condensing unit and head units (CF-2021-015139) | Nash Pengilly
PP-2023-00410 | 2023-02-07 | 210 W BROADWAY, Vancouver, BC V5Y 3W2 | Plumbing Permit | Commercial | Renovation | Completed | Commercial - Install new sink, faucet and dishwasher >BP: #600 - full floor tenant, 6th floor - 210 W Broadway To alter the interior of the general office in suite #600 for a new tenant. Revision #1 to revise the door opening width from 863mm to 915mm (D600 and D606) as per DBI. | Proton Commercial Works Inc
EP-2022-10096 | 2022-11-30 | 210 W BROADWAY, Vancouver, BC V5Y 3W2 | Electrical Permit | Commercial | Renovation | Completed | Installation / Repair - Commercial - Add breakers to existing panel as needed, Add branch wiring and receptacles, Install lighting and lighting controls, Replace exit signs, Add Data drops, Add smoke detectors & re-verification for FA system #600 - full floor tenant, 6th floor - 210 W Broadway To alter the interior of the general office in suite #600 for a new tenant. | Leading Edge Electric Inc
EP-2022-03153 | 2022-04-19 | 1846 W 62ND AVENUE, Vancouver, BC V6P 2G4 | Electrical Permit | Residential | New | Expired | Temporary Power - Residential - To provide temporary power. Amend: Apr 27, 2022 Change service from 90 amps to 60 amps as requested by stan | Bindi Electrical Services Ltd
PP-2022-03998 | 2022-11-04 | 1846 W 62ND AVENUE, Vancouver, BC V6P 2G4 | Plumbing Permit | Residential | New | Issued | Residential - SUMP INSTALLATION | Hands On Demolition & Excavating Ltd
PP-2023-00767 | 2023-03-07 | 1846 W 62ND AVENUE, Vancouver, BC V6P 2G4 | Plumbing Permit | Residential | New | Issued | Residential - 1FD+SS- #1 & #2 - Plumbing >DB: To construct a 2 storey + basement one-family dwelling with a secondary suite located in the basement with a detached accessory building (garage), at the rear providing 4 parking spaces, having vehicular access from the lane. Note: This is a 2 storey building pursuant to the Zoning and Development By-Law Note: The entire building to be sprinklered to NFPA 13D 1- Covenant registered at the Land Title Office under CB173229 2- No strata titling permitted 3- No Bar sink proposed 4- A/C unit proposed in rear yard and second storey | Lally Plumbing & Heating Ltd
EP-2023-03416 | 2023-05-09 | 1846 W 62ND AVENUE, Vancouver, BC V6P 2G4 | Electrical Permit | Residential | New | Issued | Installation / Repair - Residential - main house rough wiring, service and splicing. main house single family only, non laneway house or legal suite, second range and dryer have been added to secondary suite column on load calcs because they will be installed there. AC is confirmed 7200W *An approved mechanical permit is required for the installation of air conditioning or heat pump unit at the time of installation before an electrical inspection will be performed >BP: To construct a 2 storey + basement one-family dwelling with a secondary suite ($1,117,000) located in the basement with a detached accessory building (garage), at the rear providing 4 parking spaces, having vehicular access from the lane. Note: 30' x 14' inground pool proposed rear yard South elevation to have self closing lockable gates at all pool site entry points with perimeter fencing provided. Note: This is a 2 storey building pursuant to the Zoning and Development By-Law Note: The entire building to be sprinklered to NFPA 13D 1- Covenant registered at the Land Title Office under CB173229 2- No strata titling permitted 3- No Bar sink proposed 4- A/C unit proposed in rear yard and second storey 5- Schedule B: Antony Wang P.Eng (604.618.6236) Structural 6- Schedule B: Paullus K.F. Young P.Eng (604.841.7748) Geotechnical 7- Schedule B: Matthew Learn P.Eng. ( 604-372-4800) Structural- Pool 8- Schedule A: Matthew Learn P.Eng. ( 604-372-4800) Structural- Pool 9- HPO: Residential Builder - Unique Empire home ***This permit is issued under the VBBL 2019, with updated energy requirements as per bylaw # 12997 effective Jan 01, 2022.*** Amend: Oct 25, 2023 change to 400Amps | Bindi Electrical Services Ltd
MP-2023-00533 | 2023-03-29 | 1846 W 62ND AVENUE, Vancouver, BC V6P 2G4 | Mechanical Permit | NULL | NULL | Issued | NULL | Lally Plumbing & Heating Ltd
SP-2023-00937 | 2023-05-30 | 1846 W 62ND AVENUE, Vancouver, BC V6P 2G4 | Sprinkler Permit | Residential | New | Issued | Residential - install sprinkler heads >BP: To construct a 2 storey + basement one-family dwelling with a secondary suite located in the basement with a detached accessory building (garage), at the rear providing 4 parking spaces, having vehicular access from the lane. Note: 30' x 14' inground pool proposed rear yard South elevation to have self closing lockable gates at all pool site entry points with perimeter fencing provided. Note: This is a 2 storey building pursuant to the Zoning and Development By-Law Note: The entire building to be sprinklered to NFPA 13D 1- Covenant registered at the Land Title Office under CB173229 2- No strata titling permitted 3- No Bar sink proposed 4- A/C unit proposed in rear yard and second storey 5- Schedule B: Antony Wang P.Eng (604.618.6236) Structural 6- Schedule B: Paullus K.F. Young P.Eng (604.841.7748) Geotechnical 7- Schedule B: Matthew Learn P.Eng. ( 604-372-4800) Structural- Pool 8- Schedule A: Matthew Learn P.Eng. ( 604-372-4800) Structural- Pool 9- HPO: Residential Builder - Unique Empire home | RAHELU PLUMBING & HEATING LTD.
EP-2023-04529 | 2023-05-24 | 1846 W 62ND AVENUE, Vancouver, BC V6P 2G4 | Electrical Permit | Residential | New | Issued | Installation / Repair - Residential - Security Alarm, TV, Data, Audio, CCTV rough in and complete. >BP: To construct a 2 storey + basement one-family dwelling with a secondary suite ($1,117,000) located in the basement with a detached accessory building (garage), at the rear providing 4 parking spaces, having vehicular access from the lane. | Summit Digital Systems Ltd
GP-2023-01618 | 2023-05-24 | 1846 W 62ND AVENUE, Vancouver, BC V6P 2G4 | Gas Permit | Residential | New | Issued | Residential - 1 Fireplace Venting and Final Hookup >BP: To construct a 2 storey + basement one-family dwelling with a secondary suite | EVERSHINE FIREPLACES LTD
EP-2023-04153 | 2023-05-11 | 1846 W 62ND AVENUE, Vancouver, BC V6P 2G4 | Electrical Permit | Residential | Addition | Issued | Temporary Power - Residential - To provide temporary power. | Bindi Electrical Services Ltd
GP-2023-01965 | 2023-09-11 | 1846 W 62ND AVENUE, Vancouver, BC V6P 2G4 | Gas Permit | Residential | New | Issued | Residential - 1 Range, 1 BBQ & 1 Fireplace Installation for one range BBQ & fireplace are piping only >BP: To construct a 2 storey + basement one-family dwelling with a secondary suite ($1,117,000) located in the basement with a detached accessory building (garage), at the rear providing 4 parking spaces, having vehicular access from the lane. | Lally Plumbing & Heating Ltd
EP-2022-02093 | 2022-03-16 | 2030 W 62ND AVENUE, Vancouver, BC V6P 2G6 | Electrical Permit | Residential | Renovation | Completed | Installation / Repair - Residential - Upgrade overhead electrical service from size 100 amps to 200 amps | Cand Electric Limited
GP-2022-00826 | 2022-03-15 | 2030 W 62ND AVENUE, Vancouver, BC V6P 2G6 | Gas Permit | Residential | Renovation - Dwelling Unit(s) only | Completed | Residential - BOILER REPLACEMENT | CoStar Home Energy Ltd
GP-2023-00437 | 2023-02-07 | 542 W 64TH AVENUE, Vancouver, BC V6P 2K9 | Gas Permit | Residential | Renovation | Completed | Residential - Decommission and remove old furnace. Install new furnace | Ashton Service Group/Ashton Mechanical Ltd.
GP-2023-03259 | 2023-10-27 | 1647 W 64TH AVENUE, Vancouver, BC V6P 2P2 | Gas Permit | Residential | Renovation | Issued | Residential - Decommission and remove old gas furnace and install new furnace. | Ashton Service Group/Ashton Mechanical Ltd.
GP-2023-03050 | 2023-10-13 | 4411 W 6TH AVENUE, Vancouver, BC V6R 1V2 | Gas Permit | Residential | Addition | Completed | Residential - RE & RE FURNACE | B C Furnace Service Ltd
GP-2022-03114 | 2022-10-12 | 4411 W 6TH AVENUE, Vancouver, BC V6R 1V2 | Gas Permit | Residential | Renovation | Completed | Residential - Re & re for gas hot water tank | Milani Plumbing Heating & Air Conditioning Ltd
GP-2022-03422 | 2022-11-02 | 4423 W 6TH AVENUE, Vancouver, BC V6R 1V2 | Gas Permit | Residential | Renovation - Dwelling Unit(s) only | Completed | Residential - Installing gas furnace | Reid Brothers Plumbing & Heating Ltd
EP-2022-08095 | 2022-09-26 | 4428 W 6TH AVENUE, Vancouver, BC V6R 1V3 | Electrical Permit | Residential | New | Completed | Installation / Repair - Residential - three lights in the front yard, three lights in the back yard and 4 lights up our walkway in the back yard towards the garage. | NULL
NULL | NULL | 4428 W 6TH AVENUE, Vancouver, BC V6R 1V3 | Electrical Permit | Residential | New | Draft | Installation / Repair - Residential - Landscaping lights in front and back yard. | NULL
SP-2022-00304 | 2022-03-17 | 4428 W 6TH AVENUE, Vancouver, BC V6R 1V3 | Sprinkler Permit | Residential | Renovation - Dwelling Unit(s) only | Completed | Residential - new sprinkler system install to an existing house Interior and exterior alteration to this existing SFD. New cladding, minor changes to the interior layout, some new doors and windows, repair the roof as needed. | Yu Fire Protection Inc.
EP-2021-08818 | 2022-01-18 | 4428 W 6TH AVENUE, Vancouver, BC V6R 1V3 | Electrical Permit | Residential | Renovation | Completed | Installation / Repair - Residential - full house renovation, full lighting and receptacles as needed supply and install new 200amp service to garage install EV charger Charger is located in garage. Receptacle will be a 240v 50 amp 4 wire Breaker will be a 2 pull 40 amp Model Leviton evr30 Existing service 240v 125 amp 3 wire New service 240v 200 amp 3 wire >BP: Interior and exterior alteration to this existing SFD. New cladding, minor changes to the interior layout, some new doors and windows, repair the roof as needed. Structural P. Eng. Matthew LEARN 604.372.4800 Amend: Sept 8, 2022 Ev charger rough in ** Amend 09/28/2022** Supply and install 1 circuit for AC and connection to unit | City Spark Electrical Ltd
PP-2023-02494 | 2023-07-13 | 4465 W 6TH AVENUE, Vancouver, BC V6R 1V2 | Plumbing Permit | Residential | New | Issued | Residential - sumps | Canadian Excavating Ltd
EP-2023-06744 | 2023-07-24 | 4465 W 6TH AVENUE, Vancouver, BC V6R 1V2 | Electrical Permit | Residential | New | Issued | Temporary Power - Residential - To provide temporary power. | Altech Electric Ltd
EP-2023-07164 | 2023-08-17 | 4465 W 6TH AVENUE, Vancouver, BC V6R 1V2 | Electrical Permit | Residential | New | Issued | Installation / Repair - Residential - Electrical wiring for single family dwelling and with secondary suite. 400amp overhead service with two separate meters, 1st meter-200amp for main house (4465 W6th Ave). And 2nd meter-125amp for laneway house(#3-4465 W6th Ave) To construct a 2 storey one-family dwelling with a secondary suite located in the Basement with an open parking pad and attached garage (laneway house), providing 2 parking space, having vehicular access from the 20' Lane. 1. Covenant registered at the Land Title Office under CB533832 2. No Strata Titling permitted 3. Entire building to be sprinklered 13D 4. Heat Pump proposed – Exterior component located in rear yard, Interior component located in basement level / HRV located in basement level 5. Bar sink located in recreation room 6. “As shown by an asterisk (*) on the building permit floor | Altech Electric Ltd
PP-2023-04030 | 2023-11-16 | 4465 W 6TH AVENUE, Vancouver, BC V6R 1V2 | Plumbing Permit | Residential | New | Issued | Residential - New Home with 22 fixtures >BP: To construct a 2 storey one-family dwelling with a secondary suite located in the Basement with an open parking pad and attached garage (laneway house), providing 2 parking space, having vehicular access from the 20' Lane. 1. Covenant registered at the Land Title Office under CB533832 2. No Strata Titling permitted 3. Entire building to be sprinklered 13D 4. Heat Pump proposed – Exterior component located in rear yard, Interior component located in basement level / HRV located in basement level 5. Bar sink located in recreation room 6. “As shown by an asterisk (*) on the building permit floor plans and/or elevations, exit protection is required to be provided in accordance with Articles 9.9.4.4., 9.9.4.6., and/or 9.37.2.8. of the 2019 VBBL 7. Schedule B: (Ke Jian Ma) P.Eng (604.599.8890) Architectural 8. Schedule B: (Ke Jian Ma) P.Eng (604.599.8890) Structural 9. Schedule B: (Ke Jian Ma) P.Eng (604.599.8890) Geotechnical 10. HPO: Residential Builder- Calvin & Collin Construction Ltd | AKAL Plumbing & Heating Ltd
MP-2023-02269 | 2023-12-20 | 4465 W 6TH AVENUE, Vancouver, BC V6R 1V2 | Mechanical Permit | NULL | NULL | Issued | NULL | AKAL Plumbing & Heating Ltd
NULL | NULL | 829 W 69TH AVENUE, Vancouver, BC V6P 2W4 | Electrical Permit | Residential | Renovation - Dwelling Unit(s) only | Draft | Installation / Repair - Residential - Install EV charger in Garage | NULL
EP-2022-04547 | 2022-05-31 | 1280 W 77TH AVENUE, Vancouver, BC V6P 3G8 | Electrical Permit | Commercial | NULL | Expired | Annual / Operating - Aggregate Yard, Office Valid May 18, 2022 to May 17, 2023 Renewal of EP-2021-03833 | Marsic Contracting Ltd
EP-2023-04158 | 2023-05-12 | 1280 W 77TH AVENUE, Vancouver, BC V6P 3G8 | Electrical Permit | Commercial | NULL | Issued | Annual / Operating - Aggregate Yard / Office Renewal of EP-2022-04547 Valid May 18, 2023 to May 17, 2024 | Marsic Contracting Ltd
EP-2022-09250 | 2022-11-01 | 1290 W 77TH AVENUE, Vancouver, BC V6P 3G8 | Electrical Permit | Commercial | New | Expired | Temporary Power - Commercial - To provide temporary power. Renewal of EP-2021-07465 Valid: Oct 6, 2022 to Oct 7, 2023 | New-Way Electric Ltd
EP-2023-07830 | 2023-08-30 | 1290 W 77TH AVENUE, Vancouver, BC V6P 3G8 | Electrical Permit | Commercial | Tenant Improvement | Issued | Installation / Repair - Commercial - Remove and reinstall from Cor-line to PVC pipes. | New-Way Electric Ltd
EP-2023-10597 | 2023-12-04 | 1290 W 77TH AVENUE, Vancouver, BC V6P 3G8 | Electrical Permit | Commercial | New | Issued | Temporary Power - Commercial - To provide temporary power. -Renewal of EP-2022-09250 -valid: Oct. 7th, 2023 - Oct. 6, 2024 | New-Way Electric Ltd
EP-2023-06864 | 2023-07-28 | 1 W 7TH AVENUE, Vancouver, BC V5Y 1L4 | Electrical Permit | Commercial | Tenant Improvement | Completed | Installation / Repair - Commercial - Remove cables and conduit in walls that are being removed, cap off ends of conduit in ceiling where conduit entered the walls, replace all recetpacles to new, install 2 new running men signs (replace existing exit signs), replace existing switches with dimmers ( x 4), replace bulbs with dimmable bulbs, install blank coverplates on all redundant phone lines. >BP: #100 - 1st and 2nd Floor Interior alterations to provide tenant improvements for a new office tenant in this existing office building on this site. Scope of work: remove interior partition walls, install 2 panel barn door, new millwork, countertops, shelves, flooring, lighting and electrical work. TENANT: Table Architecture Collective Ltd. OK for Office TI per S. Dugaro Building not sprinklered Architectural Schedule B submitted by Bill Uhrich, P.Eng., ph: 604-377-6247 Energy checklist is currently no longer required with your Building Permit (BP) application. Some supporting documents are still required at BP stage, specifically Envelope and HVAC, if applicable. Service Water Heating and Lighting supporting documents, if applicable, must be submitted with your related trades permits (e.g. electrical and plumbing). | Farrwest Electrical Inc
EP-2023-02026 | 2023-03-09 | 7 W 7TH AVENUE, Vancouver, BC V5Y 1L4 | Electrical Permit | Commercial | Tenant Improvement | Completed | Installation / Repair - Commercial - Lighting, Emergency Lighting, Branch Wiring, LV Com/Data, Receptacles, Mechanical Power Only >BP: #301 - 3rd floor (full floor) Interior alterations to provide improvements for a new full floor office tenant on the 3rd floor (#301) of this existing commercial building. Scope of work: demo/construct partition walls for offices, small lounge area with kitchen (no cooking), meeting room, private phone booths, storage and new barrier-free washroom/shower, electrical and plumbing work. TENANT: Tradable Bits Media Inc. | Kato Electrical Inc
PP-2023-00686 | 2023-03-01 | 7 W 7TH AVENUE, Vancouver, BC V5Y 1L4 | Plumbing Permit | Commercial | Tenant Improvement | Completed | Commercial - install new washroom and kitchen sink , relocate hot water tank >BP: #301 - 3rd floor (full floor) Interior alterations to provide improvements for a new full floor office tenant on the 3rd floor (#301) of this existing commercial building. Scope of work: demo/construct partition walls for offices, small lounge area with kitchen (no cooking), meeting room, private phone booths, storage and new barrier-free washroom/shower, electrical and plumbing work. | Crystal Creek Property Services Limited
EP-2022-08800 | 2022-10-17 | 7 W 7TH AVENUE, Vancouver, BC V5Y 1L4 | Electrical Permit | Commercial | NULL | Expired | Annual / Operating - Maintenance and operation of electrical equipment. | VS Electric Ltd
EP-2023-10606 | 2023-11-24 | 7 W 7TH AVENUE, Vancouver, BC V5Y 1L4 | Electrical Permit | Commercial | NULL | Issued | Annual / Operating - ***Annual Operating Permit*** Maintenance and operation of electrical equipment. -renewal of EP-2022-08800 -valid: Oct. 17, 2023 - Oct. 16, 2024 | VS Electric Ltd
EP-2022-04091 | 2022-05-18 | 7 W 7TH AVENUE, Vancouver, BC V5Y 1L4 | Electrical Permit | Commercial | Addition | Completed | Installation / Repair - Commercial - Installation of ULC Fire Monitoring equipment for the fire panel on site | Price's Alarm Systems Ltd.
GP-2023-01105 | 2023-03-30 | 664 W 71ST AVENUE, Vancouver, BC V6P 3A1 | Gas Permit | Residential | Tenant Improvement | Completed | Residential - replace water heater | Campbell Care Plumbing, Heating & Air Ltd.
EP-2023-06210 | 2023-07-12 | 1386 W 73RD AVENUE, Vancouver, BC V6P 3E8 | Electrical Permit | Commercial | Renovation | Issued | Installation / Repair - Commercial - Fire Panel Re&Re. Note: This fire alarm system upgrade is limited only to the replacement of existing fire alarm panel without altering the existing wiring or outlet boxes. The issuance of this permit is based on Bulletin 2018-004-BU/EL. If work on this site could lead to ground disturbance (impacting soil) advise applicant to contact the Provincial Archaeology Branch at 250-953-3334 for a list of archaeological consultants, who when retained by the proponent, will apply on the proponent’s behalf for the necessary archaeological permits. In addition, please be advised that reports from an Archaeologist (Archaeological Overview Assessment (AOA) or Archaeological Impact Assessment (AIA) reports) and archaeological/heritage inspection permits from the First Nations may be necessary prior to the release of your City of Vancouver permits. | Cobing Building Solutions Ltd
EP-2023-05586 | 2023-06-23 | 1460 W 73RD AVENUE, Vancouver, BC V6P 3E8 | Electrical Permit | Commercial | Renovation | Completed | Installation / Repair - Commercial - Replaced faulty disconnect switch for unit 208. | Sasco Contractors Ltd
EP-2022-06991 | 2022-08-22 | 1460 W 73RD AVENUE, Vancouver, BC V6P 3E8 | Electrical Permit | Commercial | Renovation | Completed | Installation / Repair - Commercial - Maintenance replacement of fire alarm panel (includes replacement of control unit, annunciator, manual pull stations, heat detectors and smoke detectors. Note: Thie permit is issued based on Bulletin 2018-004- BU/EL category #1, explanatory requirement C. | Fina Electrical Systems Ltd
EP-2022-00348 | 2022-01-18 | 601 W CORDOVA STREET, Vancouver, BC V6B 1G1 | Electrical Permit | Commercial | NULL | Expired | Annual / Operating - Annual electrical operating permit VALID: January 15, 2022 TO January 14, 2023 Renewal of EP-2021-00450: Expired (Annual / Operating) | Corporate Electric Limited
EP-2022-01072 | 2022-02-14 | 601 W CORDOVA STREET, Vancouver, BC V6B 1G1 | Electrical Permit | Commercial | New | Completed | Installation / Repair - Commercial - INSTALLATION OF ALARM SYSTEM AND CCTV | Telus Custom Security Systems Inc
EP-2022-05098 | 2022-06-15 | 601 W CORDOVA STREET, Vancouver, BC V6B 1G1 | Electrical Permit | Commercial | Renovation | Completed | Installation / Repair - Commercial - TransLink SkyTrain Power System Upgrade. Installation of HV cable, station transformer, MDP and associated feeder cables. | Western Pacific Enterprises Ltd
PP-2022-00881 | 2022-03-17 | 601 W CORDOVA STREET, Vancouver, BC V6B 1G1 | Plumbing Permit | Commercial | Tenant Improvement | Completed | Commercial - New washroom fixtures and floor drains as part of TI | Four Lakes Mechanical LTD
EP-2022-02283 | 2022-03-29 | 601 W CORDOVA STREET, Vancouver, BC V6B 1G1 | Electrical Permit | Commercial | Tenant Improvement | Completed | Installation / Repair - Commercial - Tenant improvement. Lighting, power, distribution, fire alarm, data. -Fire alarm scope is to add devices to the existing FA system. Speakers, strobes, smoke detectors and pull stations. >BP: #54 - Ground Floor >>>> Amend: June 14th -Ken Stahl no longer works for WPE, please change the FSR of record to Brian Beddow CEL000215529 FSR-A Interior alterations to provide tenant improvements for a new office tenant on the main floor (#54) of this existing commercial building. Scope of work: remove/construct partition walls, doors to alter partition layout, relocate staff washrooms, millwork, finishes, lighting, ceiling work, HVAC, electrical, plumbing, mechanical and sprinkler work. TENANT: Translink - Compass Customer Service Center. | Western Pacific Enterprises Ltd
SP-2022-00529 | 2022-04-12 | 601 W CORDOVA STREET, Vancouver, BC V6B 1G1 | Sprinkler Permit | Commercial | Tenant Improvement | Completed | Commercial - Add and relocate heads to suit new tenant layout >BP: #54 - Ground Floor Interior alterations to provide tenant improvements for a new office tenant on the main floor (#54) of this existing commercial building. Scope of work: remove/construct partition walls, doors to alter partition layout, relocate staff washrooms, millwork, finishes, lighting, ceiling work, HVAC, electrical, plumbing, mechanical and sprinkler work. TENANT: Translink - Compass Customer Service Center. Ok for Field Review per K. Vogt. Letters of Assurance submitted: Schedule A by; Richard Newell, Architect, AIBC, Ph#604-899.4549. Architectural Schedule B by; Richard Newell, Architect, AIBC, Ph#604-899.4549. Mechanical/Plumbing Schedule B by; Kai Chen, P.Eng. Ph#604-687-1800 Electrical Schedule B by; Michael O.Keeffe, P.Eng. ph#605-687-1800. E2 - Lighting - Upgrade to Local Control (per 9.4.1.1 (a) of ASHRAE 90.1-2016) Energy checklist is currently no longer required with your Building Permit (BP) application. Some supporting documents are still required at BP stage, specifically Envelope and HVAC, if applicable. Service Water Heating and Lighting supporting documents, if applicable, must be submitted with your related trades permits (e.g. electrical and plumbing). All energy upgrades will be checked during inspections stage. It is the applicant's responsibility to identify and note all required upgrades including energy upgrades on their BP drawings at BP stage. *****This application does not include any of the following: 1. Not more than 20 sprinklers (add, relocate, or remove), 2. hydraulic calculations, 3. change in occupancy and /or hazard classification, 4. warehouse storage arrangements, 5. mobile compact storage arrangements, 6. alternative solutions, 7. changes to the sprinkler system supply piping (e.g. valves, mains, cross-mains, branch-lines, etc.), or 8. flexible sprinkler pipe. | Viking Fire Protection Inc
EP-2022-02497 | 2022-08-12 | 601 W CORDOVA STREET, Vancouver, BC V6B 1G1 | Electrical Permit | Commercial | NULL | Expired | Annual / Operating - To continue work started by others (EP-2022-00348) Annual electrical operating To replace expired permit: EP-2020-00606 Jan 16, 2021 | Sasco Contractors Ltd
EP-2022-07098 | 2022-09-20 | 601 W CORDOVA STREET, Vancouver, BC V6B 1G1 | Electrical Permit | Commercial | Tenant Improvement | Completed | Installation / Repair - Commercial - Power, Lighting, Communication rough-in ONLY >>NOTE: SEPARATE BUILDING PERMIT & ELECTRICAL PERMIT REQUIRED FOR ANY TENANT IMPROVEMENTS TO #400 >BP: #400 - 4th Floor Interior alteration to the 4th floor (#400) to demolish non-load bearing partition walls, carpet, millwork, and power/data only for a new office tenant in the existing mixed-use building on this site. TENANT: Tyler Technologies DBI to determine if Schedule B Structural is required to remove non load-bearing / structural work related on site. ***Separate permit(s) required for tenant improvements to this unit. OK for Field Review for Office TI; May 17, 2022 E2 - Lighting - Upgrade to Local Control (per 9.4.1.1 (a) of ASHRAE 90.1-2016 Energy checklist is currently no longer required with your Building Permit (BP) application. Some supporting documents are still required at BP stage, specifically Envelope and HVAC, if applicable. Service Water Heating and Lighting supporting documents, if applicable, must be submitted with your related trades permits (e.g. electrical and plumbing). All energy upgrades will be checked during inspections stage. It is the applicant’s responsibility to identify and note all required upgrades including energy upgrades on their BP drawings at BP stage. Amended - Oct 13,2022. No change to electrical scope in our permit application as it was originally intended for the TI fit out. | Sasco Contractors Ltd
SP-2022-01405 | 2022-08-31 | 601 W CORDOVA STREET, Vancouver, BC V6B 1G1 | Sprinkler Permit | Commercial | Renovation | Completed | Commercial - Replace and Relocate 4 heads >BP: Interior alteration to the 4th floor (#400) to demolish non-load bearing partition walls, carpet, millwork, and power/data only for a new office tenant in the existing mixed-use building on this site. TENANT: Tyler Technologies DBI to determine if Schedule B Structural is required to remove non load-bearing / structural work related on site. Separate permit(s) required for tenant improvements to this unit. OK for Field Review for Office TI; May 17, 2022 E2 - Lighting - Upgrade to Local Control (per 9.4.1.1 (a) of ASHRAE 90.1-2016 Energy checklist is currently no longer required with your Building Permit (BP) application. Some supporting documents are still required at BP stage, specifically Envelope and HVAC, if applicable. Service Water Heating and Lighting supporting documents, if applicable, must be submitted with your related trades permits (e.g. electrical and plumbing). All energy upgrades will be checked during inspections stage. It is the applicant’s responsibility to identify and note all required upgrades including energy upgrades on their BP drawings at BP stage. *****This application does not include any of the following: 1. Not more than 20 sprinklers (add, relocate, or remove), 2. hydraulic calculations, 3. change in occupancy and /or hazard classification, 4. warehouse storage arrangements, 5. mobile compact storage arrangements, 6. alternative solutions, 7. changes to the sprinkler system supply piping (e.g. valves, mains, cross-mains, branch-lines, etc.), or 8. flexible sprinkler pipe | Viking Fire Protection Inc
EP-2022-06231 | 2022-07-25 | 601 W CORDOVA STREET, Vancouver, BC V6B 1G1 | Electrical Permit | Commercial | New | Completed | Installation / Repair - Commercial - Alarm Installation. COMPLETE SECURITY ALARM SYSTEM #54 - Ground Floor Interior alterations to provide tenant improvements for a new office tenant on the main floor (#54) of this existing commercial building. Scope of work: remove/construct partition walls, doors to alter partition layout, relocate staff washrooms, millwork, finishes, lighting, ceiling work, HVAC, electrical, plumbing, mechanical and sprinkler work. REVISION #1 - add a new electromagnetic locks as indicated on the revised Architectural Drawings A000, A101,A120, A310, A501 and Electrical E-2.2, and to provide structural scope of work as indicated on the Structural Drawings S101,S102,S201,S202,S301. Increase project value from $1,700,000.00 to 1,750,000.00 TENANT: Translink - Compass Customer Service Center. | Prism Security Systems Ltd
EP-2022-06264 | 2022-07-28 | 601 W CORDOVA STREET, Vancouver, BC V6B 1G1 | Electrical Permit | Commercial | Tenant Improvement | Completed | Installation / Repair - Commercial - Access Control and Cameras (Maglocks) >BP: Interior alterations to provide tenant improvements for a new office tenant on the main floor (#54) of this existing commercial building. Scope of work: remove/construct partition walls, doors to alter partition layout, relocate staff washrooms, millwork, finishes, lighting, ceiling work, HVAC, electrical, plumbing, mechanical and sprinkler work. REVISION #1 - add a new electromagnetic locks as indicated on the revised Architectural Drawings A000, A101,A120, A310, A501 and Electrical E-2.2, and to provide structural scope of work as indicated on the Structural Drawings S101,S102,S201,S202,S301. Increase project value from $1,700,000.00 to 1,750,000.00 TENANT: Translink - Compass Customer Service Center. Ok for Field Review per K. Vogt. E2 - Lighting - Upgrade to Local Control (per 9.4.1.1 (a) of ASHRAE 90.1-2016) Energy checklist is currently no longer required with your Building Permit (BP) application. Some supporting documents are still required at BP stage, specifically Envelope and HVAC, if applicable. Service Water Heating and Lighting supporting documents, if applicable, must be submitted with your related trades permits (e.g. electrical and plumbing). All energy upgrades will be checked during inspections stage. It is the applicant's responsibility to identify and note all required upgrades including energy upgrades on their BP drawings at BP stage. | PALADIN TECHNOLOGIES INC
EP-2022-05931 | 2022-07-15 | 601 W CORDOVA STREET, Vancouver, BC V6B 1G1 | Electrical Permit | Commercial | Tenant Improvement | Completed | Installation / Repair - Commercial - HVAC/ DDC Controls for 7 Fan Coil Units, 1 split AC system, SF-1 & EF-2, Duct heater 1 & 2, | Wolf Electric Ltd
EP-2022-09806 | 2022-11-21 | 601 W CORDOVA STREET, Vancouver, BC V6B 1G1 | Electrical Permit | Commercial | Renovation | Completed | Installation / Repair - Commercial - Low voltage installation of security alarm system >BP: Interior alteration to the 4th floor (#400) to demolish non-load bearing partition walls, carpet, millwork, and power/data only for a new office tenant in the existing mixed-use building on this site. REVISION #1: interior layout changes, new millwork, upgrade base building light fixtures, remove and relocate existing power and data for new open workstation/small meeting rooms and increase project value from $80,000 to $120,000.00. Sept. 28, 2022 mlh TENANT: Tyler Technologies DBI to determine if Schedule B Structural is required to remove non load-bearing / structural work related on site. Separate permit(s) required for tenant improvements to this unit. OK for Field Review for Office TI; May 17, 2022 E2 - Lighting - Upgrade to Local Control (per 9.4.1.1 (a) of ASHRAE 90.1-2016 Energy checklist is currently no longer required with your Building Permit (BP) application. Some supporting documents are still required at BP stage, specifically Envelope and HVAC, if applicable. Service Water Heating and Lighting supporting documents, if applicable, must be submitted with your related trades permits (e.g. electrical and plumbing). All energy upgrades will be checked during inspections stage. It is the applicant’s responsibility to identify and note all required upgrades including energy upgrades on their BP drawings at BP stage. | Telus Custom Security Systems Inc
EP-2022-08740 | 2022-10-14 | 601 W CORDOVA STREET, Vancouver, BC V6B 1G1 | Electrical Permit | Commercial | Renovation | Completed | Installation / Repair - Commercial - Install 137 data cables to various workstations and AP locations. Install 2 x 2 post racks as well as associated accesories. #400 - 4th Floor Interior alteration to the 4th floor (#400) to demolish non-load bearing partition walls, carpet, millwork, and power/data only for a new office tenant in the existing mixed-use building on this site. REVISION #1: interior layout changes, new millwork, upgrade base building light fixtures, remove and relocate existing power and data for new open workstation/small meeting rooms and increase project value from $80,000 to $120,000.00. Sept. 28, 2022 mlh TENANT: Tyler Technologies | CaTech Systems Ltd
EP-2023-00176 | 2023-01-11 | 601 W CORDOVA STREET, Vancouver, BC V6B 1G1 | Electrical Permit | Commercial | Renovation | Issued | Installation / Repair - Commercial - Convert smoke detectors and heat detectors to addressable in lobbies. | Mott Electric General Partnership
NULL | NULL | 601 W CORDOVA STREET, Vancouver, BC V6B 1G1 | Electrical Permit | Commercial | Renovation | Withdrawn | Installation / Repair - Commercial - Convert Fire Alarm smoke detectors, heat detectors to addressable in lobbies to allow for elevator recall. | Mott Electric General Partnership
NULL | NULL | 601 W CORDOVA STREET, Vancouver, BC V6B 1G1 | Electrical Permit | Commercial | Renovation | Withdrawn | Installation / Repair - Commercial - Relocation of Blue Light System (track power alarm), relocation of door contacts and addition of 1 new door contact. Temporary relocation of. | Mott Electric General Partnership
NULL | NULL | 601 W CORDOVA STREET, Vancouver, BC V6B 1G1 | Mechanical Permit | NULL | NULL | Draft | NULL | NULL
SP-2023-00717 | 2023-04-25 | 601 W CORDOVA STREET, Vancouver, BC V6B 1G1 | Sprinkler Permit | Commercial | Tenant Improvement | Completed | Commercial - Sprinkler head adds and relocates >BP: Interior alterations to provide tenant improvements for an new office tenant on the 3rd floor (#310) in this existing Municipally Designated and Heritage "A" commercial building. Scope of work: Demolish partition walls, millwork, wood and carpet flooring, door and ceiling tiles. Construct new glass sliding door, partition walls, relocate light fixtures, mechanical, plumbing, electrical and sprinkler work. *****This application does not include any of the following: 1. Not more than 20 sprinklers (add, relocate, or remove), 2. hydraulic calculations, 3. change in occupancy and /or hazard classification, 4. warehouse storage arrangements, 5. mobile compact storage arrangements, 6. alternative solutions, 7. changes to the sprinkler system supply piping (e.g. valves, mains, cross-mains, branch-lines, etc.), or 8. flexible sprinkler pipe. | Troy Life & Fire Safety Limited Protection Incendia Troyu Ltee
PP-2023-01522 | 2023-05-02 | 601 W CORDOVA STREET, Vancouver, BC V6B 1G1 | Plumbing Permit | Commercial | Tenant Improvement | Completed | Commercial - Move kitchen, rough in drainage and water lines >BP: Interior alterations to provide tenant improvements for an new office tenant on the 3rd floor (#310) in this existing Municipally Designated and Heritage "A" commercial building. Scope of work: Demolish partition walls, millwork, wood and carpet flooring, door and ceiling tiles. Construct new glass sliding door, partition walls, relocate light fixtures, mechanical, plumbing, electrical and sprinkler work. | JJ&A Mechanical LTD
EP-2023-03619 | 2023-04-26 | 601 W CORDOVA STREET, Vancouver, BC V6B 1G1 | Electrical Permit | Commercial | Tenant Improvement | Completed | Installation / Repair - Commercial - Electrical -demo redundant electrical -All lighting and lighting control is to be re-used and relocated -install 3 running man exit signs -install 1 battery pack and 5 remote heads -install new receptacles -Lighting is existing to remain. Only to be shifted in some locatiosn. No new lights or lighting control. Communications -install approx (60) new cat 6 -install approx (5) new cat 6A -install patch panel and patch cables >BP: Interior alterations to provide tenant improvements for an new office tenant on the 3rd floor (#310) in this existing Municipally Designated and Heritage "A" commercial building. Scope of work: Demolish partition walls, millwork, wood and carpet flooring, door and ceiling tiles. Construct new glass sliding door, partition walls, relocate light fixtures, mechanical, plumbing, electrical and sprinkler work. TENANT: Ministry of Post Secondary Education & Future Skills Letters of Assurance submitted: Schedule A and Architectural Schedule B by Harsh Mehra, Architect, AIBC., 778.330.1139 Electrical Schedule B by Michael O'Keeffee, P.Eng., 604.687.1800 Plumbing/Mechanical Schedule B by Alex Mitro, P.Eng., 604.687.1800 Building Sprinklered – Separate sprinkler permit required for proposed sprinkler work. Energy checklist is currently no longer required with your Building Permit (BP) application. Some supporting documents are still required at BP stage, specifically Envelope and HVAC, if applicable. Service Water Heating and Lighting supporting documents, if applicable, must be submitted with your related trades permits (e.g. electrical and plumbing). | Sasco Contractors Ltd
EP-2023-11372 | 2024-01-05 | 601 W CORDOVA STREET, Vancouver, BC V6B 1G1 | Electrical Permit | Commercial | New | Issued | Installation / Repair - Commercial - Installation of EV Chargers, EV gateway, and panel. Scope includes drawings related to "the station tunnel": -Installation of new panel for EV's -Installation of 4 FLO Ev Chargers -Installation of new FLO gateway -Installation of revenue metering | Mott Electric General Partnership
EP-2024-00326 | 2024-01-18 | 601 W CORDOVA STREET, Vancouver, BC V6B 1G1 | Electrical Permit | Commercial | Renovation | Completed | Installation / Repair - Commercial - Relocation of Blue Light System (track power alarm), relocation of door contacts and addition of 1 new door contact. | Mott Electric General Partnership
EP-2023-07363 | 2023-08-14 | 601 W CORDOVA STREET, Vancouver, BC V6B 1G1 | Electrical Permit | Commercial | NULL | Issued | Annual / Operating - ANNUAL OPERATING/MAINTENANCE EXPIRED PERMIT EP-2022-02497 VALID AUG 12, 2023 UNTIL AUG 11, 2024 | Sasco Contractors Ltd
EP-2023-09740 | 2023-11-07 | 601 W CORDOVA STREET, Vancouver, BC V6B 1G1 | Electrical Permit | Commercial | Tenant Improvement | Completed | Installation / Repair - Commercial - Install (1) occupancy sensor switch, install (1) GCFI, install power for exhaust fan and LED mirror light. >BP: #54 - ground level Interior alterations to provide improvements for an existing tenant office tenant on the ground level (unit #54) of this existing Municipally Designated Heritage 'A' commercial Building. Scope of work: to convert bike storage area in the staff kitchen to an accessible washroom. | Blueline Electrical Services Ltd
PP-2023-03672 | 2023-10-18 | 601 W CORDOVA STREET, Vancouver, BC V6B 1G1 | Plumbing Permit | Commercial | Tenant Improvement | Completed | Commercial - Add washroom to tenant space >BP: #54 - ground level Interior alterations to provide improvements for an existing tenant office tenant on the ground level (unit #54) of this existing Municipally Designated Heritage 'A' commercial Building. Scope of work: to convert bike storage area in the staff kitchen to an accessible washroom. | Meridian West Mechanical Ltd
SP-2023-01929 | 2023-11-07 | 1067 W CORDOVA STREET, Vancouver, BC V6C 1C7 | Sprinkler Permit | Commercial | Tenant Improvement | Issued | Commercial - For sprinkler system alterations to the 2019 VBBL and NFPA 13, 2013 for the tenant improvements to provide interior alterations to this existing office tenant on the 15th floor (#1500) of this existing mixed-use building on this site. Engineer of Record: Dan Wong 778-847-0572 denveng7@gmail.com Notes: 1 - Compact mobile storage of paper files is present in room "High Density Files 1529" and is designed to light hazard as per NFPA 13 (2013) 20.6. Storage of materials other than paper files, magazines, books, and similar documents is not permitted. Engineer to confirm racks meet construction requirements of NFPA 13 (2013) 20.6. | Priority Fire Systems Ltd
EP-2023-09223 | 2023-10-12 | 1067 W CORDOVA STREET, Vancouver, BC V6C 1C7 | Electrical Permit | Commercial | Renovation | Issued | Installation / Repair - Commercial - - Demo DDC Stats & install to new locations -(22) total - Re & Re Fan Controllers >BP: #1500 - 15th Floor Interior alterations to provide tenant improvements to this existing office tenant on the 15th floor (#1500) of this existing mixed-use building on this site. Scope of work: Return to shell/vacant space. Selective demo of interior partition walls and doors, millwork, floor tile, fixtures, ceiling, electrical, plumbing and sprinkler work. Revision #1 - Proposed interior alteration including mechanical & electrical to suite new layout - Installed interior walls & doors to create offices, lighting, finishes, and plumbing fixtures - Schedule B Mechanical & Plumbing submitted per Daniel Prescott, P.Eng, 604-255-1169, DPrescott@dialogdesign.ca - Schedule B Electrical submitted per Josh Bornia, 780-917-4694, jbornia@dialogdesign.ca - Increase construction cost of 4,500,000.00 TENANT: Ledcor Industries Inc Separate permit is required for future tenant improvement or to change the use. Building Sprinklered – Separate sprinkler permit required for proposed sprinkler work. Energy checklist is currently no longer required with your Building Permit (BP) application. Some supporting documents are still required at BP stage, specifically Envelope and HVAC, if applicable. Service Water Heating and Lighting supporting documents, if applicable, must be submitted with your related trades permits (e.g. electrical and plumbing). | Mountain Pacific Electrical Ltd
EP-2023-10373 | 2023-12-07 | 1067 W CORDOVA STREET, Vancouver, BC V6C 1C7 | Electrical Permit | Commercial | Tenant Improvement | Issued | Installation / Repair - Commercial - UPS Addition to existing install 2 x 112.5kVA transformers to secondary 400 amp breaker in CDP. install new panels with tie, dissconnects, and breakers install 2 new Asco power meters install new feeder cables to transformers install new distribution and conduit install 15 kVA transformer in UPS room install new 42 cct panel in UPS room NO CHANGE TO SERVICE | Sasco Contractors Ltd
EP-2023-10100 | 2023-11-08 | 1067 W CORDOVA STREET, Vancouver, BC V6C 1C7 | Electrical Permit | Commercial | Tenant Improvement | Completed | Installation / Repair - Commercial - Low Voltage Audio Visual Cabling >BP: Interior alterations to provide tenant improvements to the entire 11th and 12th floors, including a new interconnection stair between the floors for the new office tenant (Group D) in this existing commercial high building on this site. Scope of work includes: Interior fit-out and HVAC & Mechanical alterations. Building Review Notes: - AL-2023-00102 accepted - OK for BP only, M. Meier, May 10, 2023 Revision#1 - Oct 5, 2023, J. Chen - Replaced AL-2023-00102 with AL-2023-00166 for waiver of draft stops at floor opening between interconnected floors. - Lowered ceiling height and added bulkheads in lobbies on both floors due to site conditions, adjusted lighting fixtures and air transfer duct to suit - Re-finished existing server/IT room on both levels. ** Reviewed under VBBL 2019 ** | AVI-SPL Canada Ltd
EP-2023-07373 | 2023-08-14 | 1067 W CORDOVA STREET, Vancouver, BC V6C 1C7 | Electrical Permit | Commercial | Tenant Improvement | Completed | Installation / Repair - Commercial - Demo of all existing FLN cabling Demo of all existing Class II power cabling Supply and installation of new FLN cabling using 1.5 TSPLCY cabling Supply and installation of new plenum rated Class II power cabling Re-use of all fan coil terminations and TEC controllers re/re of all HW CHW valve cabling Supply and installation of conduit where required Supply and installation of FT6 cabling as per CEC, where required >BP: Interior alterations to provide tenant improvements to the entire 11th and 12th floors, including a new interconnection stair between the floors for the new office tenant (Group D) in this existing commercial high building on this site. Scope of work includes: Interior fit-out and HVAC & Mechanical alterations. Building Review Notes: - AL-2023-00102 accepted - OK for BP only, M. Meier, May 10, 2023 ** Reviewed under VBBL 2019 ** | Modergy Electric & Controls Installations Ltd
PP-2023-03385 | 2023-10-13 | 1067 W CORDOVA STREET, Vancouver, BC V6C 1C7 | Plumbing Permit | Commercial | Renovation | Issued | Commercial - Add washroom and Kitchen sink >BP: #1500 - 15th Floor Interior alterations to provide tenant improvements to this existing office tenant on the 15th floor (#1500) of this existing mixed-use building on this site. Scope of work: Return to shell/vacant space. Selective demo of interior partition walls and doors, millwork, floor tile, fixtures, ceiling, electrical, plumbing and sprinkler work. Revision #1 - Proposed interior alteration including mechanical & electrical to suite new layout - Installed interior walls & doors to create offices, lighting, finishes, and plumbing fixtures - Schedule B Mechanical & Plumbing submitted per Daniel Prescott, P.Eng, 604-255-1169, DPrescott@dialogdesign.ca - Schedule B Electrical submitted per Josh Bornia, 780-917-4694, jbornia@dialogdesign.ca Nov 16/2023-AMEND Additional Inside Backflow Preventer - 4 Additional Kitchen Sink - 1 | Enersolv Design & Build
EP-2023-08557 | 2023-09-21 | 1067 W CORDOVA STREET, Vancouver, BC V6C 1C7 | Electrical Permit | Commercial | Tenant Improvement | Issued | Installation / Repair - Commercial - Tenant Improvement: Lighting, Lighting Controls, Power, Mechanical Connections, Cable Tray, Surface Raceways, add to existing Fire Alarm speakers, Data Cabling. >BP: Interior alterations to provide tenant improvements to this existing office tenant on the 15th floor (#1500) of this existing mixed-use building on this site. Scope of work: Return to shell/vacant space. Selective demo of interior partition walls and doors, millwork, floor tile, fixtures, ceiling, electrical, plumbing and sprinkler work. Revision #1 - Proposed interior alteration including mechanical & electrical to suite new layout - Installed interior walls & doors to create offices, lighting, finishes, and plumbing fixtures - Schedule B Mechanical & Plumbing submitted per Daniel Prescott, P.Eng, 604-255-1169, DPrescott@dialogdesign.ca - Schedule B Electrical submitted per Josh Bornia, 780-917-4694, jbornia@dialogdesign.ca - Increase construction cost of 4,500,000.00 TENANT: Ledcor Industries Inc Separate permit is required for future tenant improvement or to change the use. Building Sprinklered – Separate sprinkler permit required for proposed sprinkler work. Energy checklist is currently no longer required with your Building Permit (BP) application. Some supporting documents are still required at BP stage, specifically Envelope and HVAC, if applicable. Service Water Heating and Lighting supporting documents, if applicable, must be submitted with your related trades permits (e.g. electrical and plumbing). | Centre Electric Ltd
EP-2023-10748 | 2023-12-01 | 1067 W CORDOVA STREET, Vancouver, BC V6C 1C7 | Electrical Permit | Commercial | Addition | Completed | Installation / Repair - Commercial - Install 10 Card Readers/ No Maglocks >BP: Interior alterations to the vacant office spaces on the entire 11th and 12th floors (#1100 and #1200) to demolish the interior and return to shell spaces in this existing commercial building. Scope of work: remove partition walls, doors, floor finishes, column finishes. Energy upgrade exempt: Interior demolition Separate permit(s) and E2 upgrades will be required for any tenant improvements to these spaces. OK for Field Review | Paladin Technologies Inc
EP-2023-03654 | 2023-04-27 | 1067 W CORDOVA STREET, Vancouver, BC V6C 1C7 | Electrical Permit | Commercial | Tenant Improvement | Completed | Installation / Repair - Commercial - Installation of DDC Controls - Relocation of 22 Existing Fan Coils & T-Stats - New Exhaust Fan Controls EF-1 -New Humidifier Controls -AC Split Unit AC-1/CU-1 Controls - Leak detection System -(8) New Electric Duct Heaters >BP: Floor 8 Interior alterations to provide improvements to this existing office space in this existing commercial building on this site. Scope of work: Full interior re and re. New Mechanical, Electrical and Plumbing work to suit new design. Revision #1: - Interior Layout changes to reduce number of offices and create open workstation space. - Relocate meeting room and phone room - New door schedule to match updated layout - Updated reflected ceiling plan to match new layout - Revised plan & Details per new layout; enlarged plans revised and added as per new layout - Electrical & Mechanical plans updated per new layout - Change the Registered professional for Plumbing and Mechanical from Chien Ming Ivan Fu to Hassan A. Hammoud. - Change the Registered professional for EL from Mohammad Ali Rahimpoor to Indpreet Kaur. Ok for field review as per Rosa Astorino - January 24, 2022 | Mountain Pacific Electrical Ltd
EP-2023-03578 | 2023-04-25 | 1067 W CORDOVA STREET, Vancouver, BC V6C 1C7 | Electrical Permit | Commercial | NULL | Issued | Annual / Operating - Annual Operating Permit - Renewal for EP-2022-03793 Valid: May 12, 2023 to May 11, 2024 | Sasco Contractors Ltd
EP-2023-03082 | 2023-04-11 | 1067 W CORDOVA STREET, Vancouver, BC V6C 1C7 | Electrical Permit | Commercial | Renovation | Completed | Installation / Repair - Commercial - We relocated 3 lights in a new board room and Demo'd an old stair case >BP: 10th floor - 1067 W. Cordova Street Interior alterations to remove the existing convenience stair between 10th and 11th floor of this existing mixed-use building creating 2 separate tenant spaces. To be reviewed under the 2019 VBBL. #1000 - Office #1100 - Office | Torr Electric
EP-2023-02189 | NULL | 1067 W CORDOVA STREET, Vancouver, BC V6C 1C7 | Electrical Permit | Commercial | Tenant Improvement | Application Incomplete | Installation / Repair - Commercial - Demolition of the 11th and 12th floor. removed lighting and power outlets >BP: #1100 & #1200 - 11th and 12th floors Interior alterations to the vacant office spaces on the entire 11th and 12th floors (#1100 and #1200) to demolish the interior and return to shell spaces in this existing commercial building. Scope of work: remove partition walls, doors, floor finishes, column finishes. | Torr Electric
EP-2023-02283 | 2023-03-17 | 1067 W CORDOVA STREET, Vancouver, BC V6C 1C7 | Electrical Permit | Commercial | Addition | Completed | Installation / Repair - Commercial - Access Control and CCTV system (No Maglocks) Site Contact - Anton Cobzev, +16047239045 >BP: Floor 8 Interior alterations to provide improvements to this existing office space in this existing commercial building on this site. Scope of work: Full interior re and re. New Mechanical, Electrical and Plumbing work to suit new design. Revision #1: - Interior Layout changes to reduce number of offices and create open workstation space. - Relocate meeting room and phone room - New door schedule to match updated layout - Updated reflected ceiling plan to match new layout - Revised plan & Details per new layout; enlarged plans revised and added as per new layout - Electrical & Mechanical plans updated per new layout - Change the Registered professional for Plumbing and Mechanical from Chien Ming Ivan Fu to Hassan A. Hammoud. - Change the Registered professional for EL from Mohammad Ali Rahimpoor to Indpreet Kaur. Ok for field review as per Rosa Astorino - January 24, 2022 | PALADIN TECHNOLOGIES INC
SP-2023-00306 | 2023-02-22 | 1067 W CORDOVA STREET, Vancouver, BC V6C 1C7 | Sprinkler Permit | Commercial | Tenant Improvement | Completed | Commercial - Relocation of 4 sprinkler heads. >BP: 10th floor - 1067 W. Cordova Street Interior alterations to remove the existing convenience stair between 10th and 11th floor of this existing mixed-use building creating 2 separate tenant spaces. To be reviewed under the 2019 VBBL. *****This application does not include any of the following: 1. Not more than 20 sprinklers (add, relocate, or remove), 2. hydraulic calculations, 3. change in occupancy and /or hazard classification, 4. warehouse storage arrangements, 5. mobile compact storage arrangements, 6. alternative solutions, 7. changes to the sprinkler system supply piping (e.g. valves, mains, cross-mains, branch-lines, etc.), or 8. flexible sprinkler pipe. | Gisborne Industrial Construction Ltd
SP-2023-00275 | 2023-04-05 | 1067 W CORDOVA STREET, Vancouver, BC V6C 1C7 | Sprinkler Permit | Commercial | Tenant Improvement | Issued | Commercial - UNIT #700 - 7TH FLOOR - Add and Relocated Sprinkler Heads >BP: Interior alterations: Interior alterations to the 7th floor (#700) elevator lobby and reception area, and to reinstate the interconnected convenience stair door at 7th floor of this existing office building on this site. *****This application does not include any of the following: 1. Not more than 20 sprinklers (add, relocate, or remove), 2. hydraulic calculations, 3. change in occupancy and /or hazard classification, 4. warehouse storage arrangements, 5. mobile compact storage arrangements, 6. alternative solutions, 7. changes to the sprinkler system supply piping (e.g. valves, mains, cross-mains, branch-lines, etc.), or 8. flexible sprinkler pipe. | Viking Fire Protection Inc
PP-2023-00507 | 2023-02-13 | 1067 W CORDOVA STREET, Vancouver, BC V6C 1C7 | Plumbing Permit | Commercial | Tenant Improvement | Completed | Commercial - Removed two small Hot Water Tanks and capped the drainage inside the walls. >BP: #1100 & #1200 - 11th and 12th floors Interior alterations to the vacant office spaces on the entire 11th and 12th floors (#1100 and #1200) to demolish the interior and return to shell spaces in this existing commercial building. Scope of work: remove partition walls, doors, floor finishes, column finishes. | SOMATIC HVAC SOLUTIONS LTD
SP-2023-00201 | 2023-03-21 | 1067 W CORDOVA STREET, Vancouver, BC V6C 1C7 | Sprinkler Permit | Commercial | Tenant Improvement | Issued | Commercial - UNIT #700 - 7TH FLOOR - Add and Relocated Sprinkler Heads >BP: Interior alterations: Interior alterations to the 7th floor (#700) elevator lobby and reception area, and to reinstate the interconnected convenience stair door at 7th floor of this existing office building on this site. *****This application does not include any of the following: 1. Not more than 20 sprinklers (add, relocate, or remove), 2. hydraulic calculations, 3. change in occupancy and /or hazard classification, 4. warehouse storage arrangements, 5. mobile compact storage arrangements, 6. alternative solutions, 7. changes to the sprinkler system supply piping (e.g. valves, mains, cross-mains, branch-lines, etc.), or 8. flexible sprinkler pipe. | Viking Fire Protection Inc
EP-2023-01072 | 2023-02-08 | 1067 W CORDOVA STREET, Vancouver, BC V6C 1C7 | Electrical Permit | Commercial | Renovation | Completed | Installation / Repair - Commercial - Provide 2 Cat6 FT6 rated cable. One for Camera and other one for intercom on P1 GYM NO MAG LOCKS Site contact - Rajinder Gill - +1 (778) 385-2616 | PALADIN TECHNOLOGIES INC
EP-2023-04242 | 2023-05-23 | 1067 W CORDOVA STREET, Vancouver, BC V6C 1C7 | Electrical Permit | Commercial | Tenant Improvement | Issued | Installation / Repair - Commercial - DDC controls for AC-1/CU-1 May 29th permit does not require a building permit linked | Mountain Pacific Electrical Ltd
SP-2023-00904 | 2023-05-25 | 1067 W CORDOVA STREET, Vancouver, BC V6C 1C7 | Sprinkler Permit | Commercial | Tenant Improvement | Completed | Commercial - RETURN THE TENANT SPACE TO BASE BUILDING SPRINKLER COVERAGE, NO OCCUPANCY HAZARD CHANGE, NO STORAGE ARRANGEMENTS, NO ALTERNATIVE SOLUTIONS INVOLVED. NO CHANGES ON SYSTEM SUPPLY PIPING. This permit has been issued to the 2019 VBBL and NFPA 13, 2013 to return this space, as described below, to base building sprinkler coverage (relocate and remove sprinklers to ensure sprinkler coverage to the base building design, VBBL, and NFPA 13). >BP: Interior alterations to provide tenant improvements to this existing office tenant on the 15th floor (#1500) of this existing mixed-use building on this site. Scope of work: Return to shell/vacant space. Selective demo of interior partition walls and doors, millwork, floor tile, fixtures, ceiling, electrical, plumbing and sprinkler work. This application does not include any of the following: • hydraulic calculations, • change in occupancy and /or hazard classification, • storage arrangements (e.g. warehouse, mobile compact storage arrangements), • New alternative solutions and/or modifications to existing alternative solutions. • changes to the sprinkler system supply piping (e.g. valves, mains, cross-mains, branch-lines, etc.), or • flexible sprinkler pipe. Separate documents and application are required for the tenant improvement. | Priority Fire Systems Ltd
EP-2023-03880 | 2023-05-12 | 1067 W CORDOVA STREET, Vancouver, BC V6C 1C7 | Electrical Permit | Commercial | Renovation | Completed | Installation / Repair - Commercial - Install EV-EMS & EV Ready Infrastructure for 142 stalls based on 4:1 circuit ratio. >Permit Amendment Aug 16, 2023 Add 13 EVSEs for stalls 68/69, 178/179, 28/29, 52/53, 195, P1-27, 2, 166, 167, 182/183, 84, 54/55, 206. #/# denotes one shared EVSE installed between the two stalls noted | Stream Energy Systems Inc
EP-2023-03922 | 2023-05-05 | 1067 W CORDOVA STREET, Vancouver, BC V6C 1C7 | Electrical Permit | Commercial | Tenant Improvement | Issued | Installation / Repair - Commercial - Connection of AC unit for 8th Floor IDF Room. -This AC unit is originally part of the project that is currently under permit EP-2022-10381. Currently we are closing out EP-2022-10381 for final inspection and the AC unit will not arrive until September. It was decided between myself and Rob Palmer that we pull a new permit for the connection of the AC unit so we can close out the current permit. wiring is already completed and inspected. It is just final connection that needs to be done. These additional requests should be necessary. | Wynn's Electrical Contractors Ltd
EP-2023-04915 | 2023-06-06 | 1067 W CORDOVA STREET, Vancouver, BC V6C 1C7 | Electrical Permit | Commercial | Tenant Improvement | Completed | Installation / Repair - Commercial - Demo back to shell space. Electrical scope of work is making all items safe for removal, suite is being taken back to blank shell. It is a demo only for the time being. EM/Exits, life safety systems will be maintained and not revised. Lighting will be demolished, no new lighting will be provided at this demo stage. >BP: Interior alterations to provide tenant improvements to this existing office tenant on the 15th floor (#1500) of this existing mixed-use building on this site. Scope of work: Return to shell/vacant space. Selective demo of interior partition walls and doors, millwork, floor tile, fixtures, ceiling, electrical, plumbing and sprinkler work. TENANT: Ledcor Industries Inc Separate permit is required for future tenant improvement or to change the use. Building Sprinklered – Separate sprinkler permit required for proposed sprinkler work. Energy checklist is currently no longer required with your Building Permit (BP) application. Some supporting documents are still required at BP stage, specifically Envelope and HVAC, if applicable. Service Water Heating and Lighting supporting documents, if applicable, must be submitted with your related trades permits (e.g. electrical and plumbing). | Centre Electric Ltd
SP-2023-01030 | 2023-08-15 | 1067 W CORDOVA STREET, Vancouver, BC V6C 1C7 | Sprinkler Permit | Commercial | Tenant Improvement | Completed | Commercial - For sprinkler system alterations to the 2019 VBBL and NFPA 13, 2013 for the tenant improvements to provide interior alterations to the 11th and 12th floor, including a new interconnection stair between the floors for an office tenant (Group D) in this existing commercial high building on this site. Engineer of Record: Eric Cresswell 604-684-5995 ericcresswell@amegroup.ca Related AL: AL-2023-00166 Revision #1 - 10-04-23 Existing alternative solution (SP-2023-00102) superseded by AL-2023-00166 for the removal of draft stops. Sprinkler layout updated to suit. | Priority Fire Systems Ltd
PP-2023-02097 | 2023-06-14 | 1067 W CORDOVA STREET, Vancouver, BC V6C 1C7 | Plumbing Permit | Commercial | Tenant Improvement | Completed | Commercial - SUITE #1500 - 15TH FLOOR - Demo Kitchen sink >BP: #1500 - 15th Floor Interior alterations to provide tenant improvements to this existing office tenant on the 15th floor (#1500) of this existing mixed-use building on this site. Scope of work: Return to shell/vacant space. Selective demo of interior partition walls and doors, millwork, floor tile, fixtures, ceiling, electrical, plumbing and sprinkler work. | Enersolv Design & Build Ltd
PP-2023-02455 | 2023-07-13 | 1067 W CORDOVA STREET, Vancouver, BC V6C 1C7 | Plumbing Permit | Commercial | Tenant Improvement | Completed | Commercial - UNITS #1100 & #1200 - ENTIRE FLOORS - Install fixtures >BP: Interior alterations to provide tenant improvements to the entire 11th and 12th floors, including a new interconnection stair between the floors for the new office tenant (Group D) in this existing commercial high building on this site. Scope of work includes: Interior fit-out and HVAC & Mechanical alterations. | DAVIDSON BROS MECHANICAL CONTRACTORS
EP-2023-05970 | 2023-07-04 | 1067 W CORDOVA STREET, Vancouver, BC V6C 1C7 | Electrical Permit | Commercial | Tenant Improvement | Completed | Installation / Repair - Commercial - Tenant Improvement - Lighting, Controls, Distibution, Power, add/relocate Fire Alarm Devices to existing system, Voice & Data, Raceways & Cable Tray. >BP: Interior alterations to provide tenant improvements to the entire 11th and 12th floors, including a new interconnection stair between the floors for the new office tenant (Group D) in this existing commercial high building on this site. Scope of work includes: Interior fit-out and HVAC & Mechanical alterations. Building Review Notes: - AL-2023-00102 accepted - OK for BP only, M. Meier, May 10, 2023 ** Reviewed under VBBL 2019 ** | Centre Electric Ltd
EP-2023-06029 | 2023-07-06 | 1067 W CORDOVA STREET, Vancouver, BC V6C 1C7 | Electrical Permit | Commercial | NULL | Issued | Annual / Operating - Maintenance of EV-EMS and EV power distribution. | Stream Energy Systems Inc
SP-2023-00014 | 2023-01-05 | 1067 W CORDOVA STREET, Vancouver, BC V6C 1C7 | Sprinkler Permit | Commercial | Tenant Improvement | Completed | Commercial - installation of fire sprinklers This sprinkler permit has been issued to the 2019 VBBL and NFPA 13, 2013 to return this space to an empty space (no interior partitions, furnishings, etc.), as described below, to base building sprinkler coverage (relocate and remove sprinklers to ensure sprinkler coverage to the base building design, VBBL, and NFPA 13). The tenant space within the building is not to be occupied, and is not to be used for storage. This application does not include any of the following: • hydraulic calculations, • change in occupancy and /or hazard classification, • storage arrangements (e.g. warehouse, mobile compact storage arrangements), • New alternative solutions and/or modifications to existing alternative solutions. • changes to the sprinkler system supply piping (e.g. valves, mains, cross-mains, branch-lines, etc.), or • flexible sprinkler pipe. > #1100 & #1200 - 11th and 12th floors Interior alterations to the vacant office spaces on the entire 11th and 12th floors (#1100 and #1200) to demolish the interior and return to shell spaces in this existing commercial building. Scope of work: remove partition walls, doors, floor finishes, column finishes. Energy upgrade exempt: Interior demolition Separate permit(s) and E2 upgrades will be required for any tenant improvements to these spaces. OK for Field Review | Gisborne Industrial Construction Ltd
NULL | NULL | 1067 W CORDOVA STREET, Vancouver, BC V6C 1C7 | Sprinkler Permit | Commercial | New | Withdrawn | Commercial - Installation of fire sprinklers | Gisborne Industrial Construction Ltd
EP-2023-00257 | 2023-03-21 | 1067 W CORDOVA STREET, Vancouver, BC V6C 1C7 | Electrical Permit | Commercial | Renovation | Completed | Installation / Repair - Commercial - Demolition of 11th and 12th floor we are Demolishing the space. this includes removing wiring for office desks and receptacles. we are not adding any additional lighting No fire alarm or EM lighting is being changed. >BP: #1100 & #1200 - 11th and 12th floors Interior alterations to the vacant office spaces on the entire 11th and 12th floors (#1100 and #1200) to demolish the interior and return to shell spaces in this existing commercial building. Scope of work: remove partition walls, doors, floor finishes, column finishes. | Torr Electric
EP-2022-10381 | 2022-12-09 | 1067 W CORDOVA STREET, Vancouver, BC V6C 1C7 | Electrical Permit | Commercial | Tenant Improvement | Completed | Installation / Repair - Commercial - Electrical modifications to the 8th floor as per engineer drawings. Lighting, power, and fire alarm scope. Security and Communications by others Floor 8 Interior alterations to provide improvements to this existing office space in this existing commercial building on this site. Scope of work: Full interior re and re. New Mechanical, Electrical and Plumbing work to suit new design. Revision #1: - Interior Layout changes to reduce number of offices and create open workstation space. - Relocate meeting room and phone room - New door schedule to match updated layout - Updated reflected ceiling plan to match new layout - Revised plan & Details per new layout; enlarged plans revised and added as per new layout - Electrical & Mechanical plans updated per new layout - Change the Registered professional for Plumbing and Mechanical from Chien Ming Ivan Fu to Hassan A. Hammoud. - Change the Registered professional for EL from Mohammad Ali Rahimpoor to Indpreet Kaur. | Wynn's Electrical Contractors Ltd
EP-2022-10521 | 2022-12-14 | 1067 W CORDOVA STREET, Vancouver, BC V6C 1C7 | Electrical Permit | Commercial | Tenant Improvement | Completed | Installation / Repair - Commercial - Low voltage installation >BP: Floor 8 Interior alterations to provide improvements to this existing office space in this existing commercial building on this site. Scope of work: Full interior re and re. New Mechanical, Electrical and Plumbing work to suit new design. Revision #1: - Interior Layout changes to reduce number of offices and create open workstation space. - Relocate meeting room and phone room - New door schedule to match updated layout - Updated reflected ceiling plan to match new layout - Revised plan & Details per new layout; enlarged plans revised and added as per new layout - Electrical & Mechanical plans updated per new layout - Change the Registered professional for Plumbing and Mechanical from Chien Ming Ivan Fu to Hassan A. Hammoud. - Change the Registered professional for EL from Mohammad Ali Rahimpoor to Indpreet Kaur. Ok for field review as per Rosa Astorino - January 24, 2022 | Sasco Contractors Ltd
SP-2022-01854 | 2023-01-24 | 1067 W CORDOVA STREET, Vancouver, BC V6C 1C7 | Sprinkler Permit | Commercial | Tenant Improvement | Completed | Commercial - 8TH FLOOR Sprinkler alterations to provide improvements to this existing office space in this existing commercial building on this site. | Viking Fire Protection Inc
SP-2022-01819 | 2022-11-03 | 1067 W CORDOVA STREET, Vancouver, BC V6C 1C7 | Sprinkler Permit | Commercial | Tenant Improvement | Issued | Commercial - Add and Relocated Sprinkler Heads >BP: 7th Floor - 7th floor Interior alterations to provide tenant improvements to an existing full floor office tenant on the 7th floor in this existing mixed use building on this site. Scope of work: remove select partition walls/doors to reconfigure layout to relocate existing training room, create open work area and new pantry, electrical, plumbing, mechanical and sprinkler work >>*****This application does not include any of the following: 1. Not more than 20 sprinklers (add, relocate, or remove), 2. hydraulic calculations, 3. change in occupancy and /or hazard classification, 4. warehouse storage arrangements, 5. mobile compact storage arrangements, 6. alternative solutions, 7. changes to the sprinkler system supply piping (e.g. valves, mains, cross-mains, branch-lines, etc.), or 8. flexible sprinkler pipe. | Viking Fire Protection Inc
PP-2022-03984 | 2022-11-03 | 1067 W CORDOVA STREET, Vancouver, BC V6C 1C7 | Plumbing Permit | Commercial | Renovation | Completed | Commercial - Tenant Improvement for Level 8 Floor 8 Interior alterations to provide improvements to this existing office space in this existing commercial building on this site. Scope of work: Full interior re and re. New Mechanical, Electrical and Plumbing work to suit new design. Revision #1: - Interior Layout changes to reduce number of offices and create open workstation space. - Relocate meeting room and phone room - New door schedule to match updated layout - Updated reflected ceiling plan to match new layout - Revised plan & Details per new layout; enlarged plans revised and added as per new layout - Electrical & Mechanical plans updated per new layout - Change the Registered professional for Plumbing and Mechanical from Chien Ming Ivan Fu to Hassan A. Hammoud. - Change the Registered professional for EL from Mohammad Ali Rahimpoor to Indpreet Kaur. | Broadway Refrigeration & Air Conditioning Co
EP-2022-02850 | 2022-04-08 | 1067 W CORDOVA STREET, Vancouver, BC V6C 1C7 | Electrical Permit | Commercial | Tenant Improvement | Completed | Installation / Repair - Commercial - Relocate existing lighting. Install 4 new linear lights relocate workstation power Relocate one fire alarm speaker Install new power outlets data cabling by others security wiring by others >BP: 7th Floor - 7th floor Interior alterations to provide tenant improvements to an existing full floor office tenant on the 7th floor in this existing mixed use building on this site. Scope of work: remove select partition walls/doors to reconfigure layout to relocate existing training room, create open work area and new pantry, electrical, plumbing, mechanical and sprinkler work | Wynn's Electrical Contractors Ltd
EP-2022-02973 | 2022-04-13 | 1067 W CORDOVA STREET, Vancouver, BC V6C 1C7 | Electrical Permit | Commercial | Tenant Improvement | Completed | Installation / Repair - Commercial - New Cat 6 Cabling Installation Re and Re of existing Workstatioon Cabling Re and Re of existing WAP Devices Minor installation Ladder Tray >BP: 7th Floor - 7th floor Interior alterations to provide tenant improvements to an existing full floor office tenant on the 7th floor in this existing mixed use building on this site. Scope of work: remove select partition walls/doors to reconfigure layout to relocate existing training room, create open work area and new pantry, electrical, plumbing, mechanical and sprinkler work | Sasco Contractors Ltd
SP-2022-00511 | 2022-04-08 | 1067 W CORDOVA STREET, Vancouver, BC V6C 1C7 | Sprinkler Permit | Commercial | Tenant Improvement | Completed | Commercial - Replace and Relocate >BP: 7th Floor - 7th floor Interior alterations to provide tenant improvements to an existing full floor office tenant on the 7th floor in this existing mixed use building on this site. Scope of work: remove select partition walls/doors to reconfigure layout to relocate existing training room, create open work area and new pantry, electrical, plumbing, mechanical and sprinkler work OK For Field Review per Kim V - Nov 22/21 Letters of Assurance submitted: Schedule A and Architectural Schedule B, Jason Santeford, Architect, ph: 604-334-4774 E2 - HVAC - Clean and Balance all Air Systems (per 6.7.2.3.2 of ASHRAE 90.1-2016) Energy checklist is currently no longer required with your Building Permit (BP) application. Some supporting documents are still required at BP stage, specifically Envelope and HVAC, if applicable. Service Water Heating and Lighting supporting documents, if applicable, must be submitted with your related trades permits (e.g. electrical and plumbing). All energy upgrades will be checked during inspections stage. It is the applicant's responsibility to identify and note all required upgrades including energy upgrades on their BP drawings at BP stage. | Viking Fire Protection Inc
EP-2022-04348 | 2022-05-25 | 1067 W CORDOVA STREET, Vancouver, BC V6C 1C7 | Electrical Permit | Commercial | Renovation | Completed | Installation / Repair - Commercial - Security and CCTV system install-No Mag Locks >BP: Interior alterations to provide tenant improvements to an existing full floor office tenant on the 7th floor in this existing mixed use building on this site. Scope of work: remove select partition walls/doors to reconfigure layout to relocate existing training room, create open work area and new pantry, electrical, plumbing, mechanical and sprinkler work OK For Field Review per Kim V - Nov 22/21 Letters of Assurance submitted: Schedule A and Architectural Schedule B, Jason Santeford, Architect, ph: 604-334-4774 E2 - HVAC - Clean and Balance all Air Systems (per 6.7.2.3.2 of ASHRAE 90.1-2016) Energy checklist is currently no longer required with your Building Permit (BP) application. Some supporting documents are still required at BP stage, specifically Envelope and HVAC, if applicable. Service Water Heating and Lighting supporting documents, if applicable, must be submitted with your related trades permits (e.g. electrical and plumbing). All energy upgrades will be checked during inspections stage. It is the applicant's responsibility to identify and note all required upgrades including energy upgrades on their BP drawings at BP stage. | PALADIN TECHNOLOGIES INC
EP-2022-03793 | 2022-05-10 | 1067 W CORDOVA STREET, Vancouver, BC V6C 1C7 | Electrical Permit | Commercial | NULL | Expired | Annual / Operating - Renewal for EP-2021-03256 Valid: May 12, 2022 to May 11, 2023 | Sasco Contractors Ltd
PP-2022-01567 | 2022-05-06 | 1067 W CORDOVA STREET, Vancouver, BC V6C 1C7 | Plumbing Permit | Commercial | Addition | Completed | Commercial - (1) kitchen sink and (2) backflows >7th Floor - 7th floor Interior alterations to provide tenant improvements to an existing full floor office tenant on the 7th floor in this existing mixed use building on this site. Scope of work: remove select partition walls/doors to reconfigure layout to relocate existing training room, create open work area and new pantry, electrical, plumbing, mechanical and sprinkler work | Broadway Refrigeration & Air Conditioning Co
EP-2022-05235 | 2022-06-21 | 400 W BROADWAY, Vancouver, BC V5Y 1R3 | Electrical Permit | Commercial | New | Expired | Temporary Power - Commercial - To provide temporary power. Renewal of EP-2021-04529 Valid: June 16, 2022 - June 15, 2023 **Amendment Jul 28, 2021** Change size of material Service Conductor from (2) 4c-4/0 to (2) 4c-250 | Western Pacific Enterprises Ltd
EP-2023-04338 | 2023-05-17 | 400 W BROADWAY, Vancouver, BC V5Y 1R3 | Electrical Permit | Commercial | New | Issued | Temporary Power - Commercial - To provide temporary power. RENEWAL OF EP-2022-05235 VALID: Jun 16, 2023 to Jun 15, 2024 | Western Pacific Enterprises Ltd
EP-2023-11157 | 2023-12-15 | 400 W BROADWAY, Vancouver, BC V5Y 1R3 | Electrical Permit | Commercial | New | Cancelled | Interim - Commercial - INTERIM PERMIT TO COMMENCE UNDERGROUND WORK. Scope: slab, underground, raceways, grounding and branch circuits. Attached to main permit application EP-2023-11149. | Houle Electric Limited
EP-2023-11149 | 2024-01-12 | 400 W BROADWAY, Vancouver, BC V5Y 1R3 | Electrical Permit | Commercial | New | Issued | Installation / Repair - Commercial - Broadway City Hall Subway Station: Installation of Conduits, Tray, Low voltage distribution incl. panels, starters, disconnects, metering equipment, Fire alarm system installation, Lighting and lighting controls, Misc. field devices, eg: receptacles, switches, Cable pulls & termination, Grounding. | Houle Electric Limited
EP-2022-08782 | 2022-10-24 | 2884 W BROADWAY, Vancouver, BC V6K 2G7 | Electrical Permit | Commercial | Renovation | Completed | Installation / Repair - Commercial - Update main panel to accommodate breakers. Existing panel, Commander 200amp, replace with Seimens 200amp. Replace existing roof top hvac unit with new. - No change to location or size of HVAC. Replace bathroom fans, update receptacles. | ACS ELECTRICAL LTD
GP-2023-00160 | 2023-01-18 | 2884 W BROADWAY, Vancouver, BC V6K 2G7 | Gas Permit | Commercial | Renovation | Completed | Commercial - Re & Re Unit- rooftop unit | Airstream Heating & Air Conditioning Inc
EP-2023-00344 | 2023-01-18 | 2884 W BROADWAY, Vancouver, BC V6K 2G7 | Electrical Permit | Commercial | Addition | Issued | Installation / Repair - Commercial - Service upgrade: 200amps to 400amps *Mar 22, 2023 Amendment: Existing exterior lights relocated and replaced *Jun 05, 2023 Amendment: -"Change service size from 400A 120/240V single phase to 200A 120/208V 3 phase" | ACS ELECTRICAL LTD
PP-2023-00044 | 2023-01-06 | 2884 W BROADWAY, Vancouver, BC V6K 2G7 | Plumbing Permit | Commercial | Renovation | Completed | Commercial - Re & re existing plumbing fixtures in bathrooms and bar | Your Professional Plumber Ltd
EP-2022-04432 | 2022-05-30 | 2896 W BROADWAY, Vancouver, BC V6K 2G7 | Electrical Permit | Commercial | Renovation | Completed | Installation / Repair - Commercial - LED UPGRADE - LAMPS & BALLAST Retrofit potlights | Energy Network Services Inc
EP-2023-03444 | 2023-12-06 | 2902 W BROADWAY, Vancouver, BC V6K 2G8 | Electrical Permit | Commercial | Renovation | Issued | Installation / Repair - Commercial - - Demolition of existing substation/wireway - Distribution : Unit Substation Upgrade new substation with identical voltage, amps, KVA. (450kva, 25kv, 600A). - Grounding | Sasco Contractors Ltd
PP-2022-03102 | 2022-09-07 | 2932 W BROADWAY, Vancouver, BC V6K 2G8 | Plumbing Permit | Commercial | Tenant Improvement | Completed | Commercial - Plumbing modifications and additions -hair washing sink > Change of use from Retail Store to Beauty Salon and interior alterations to provide tenant improvements at 2932 W Broadway in this existing commercial building. Scope of work includes installing sinks, relocating a hot water tank and adding a washer only. Existing door openings may have to be increased to be minimum 2'8" clearance at the discretion of the District Building Inspector at the time of field review inspection. OK for field review as per Eun Jeon, August 3, 2022 Note: 1. No Development Permit is required for this change of use per Eun Jeon. | WESTSIDE PLUMBING & HEATING
EP-2022-07709 | 2022-09-15 | 2932 W BROADWAY, Vancouver, BC V6K 2G8 | Electrical Permit | Commercial | Renovation | Completed | Installation / Repair - Commercial - add H.W.T circuit, add Washer and Dryer circuits and outlets, add 4 - 20A plug circuits and outlets, install 2 light fixtures. >BP: Change of use from Retail Store to Beauty Salon and interior alterations to provide tenant improvements at 2932 W Broadway in this existing commercial building. Scope of work includes installing sinks, relocating a hot water tank and adding a washer only. Existing door openings may have to be increased to be minimum 2'8" clearance at the discretion of the District Building Inspector at the time of field review inspection. | TLX Electric Inc
EP-2023-04012 | 2023-05-08 | 2946 W BROADWAY, Vancouver, BC | Electrical Permit | Commercial | Renovation | Completed | Installation / Repair - Commercial - Voluntary replacement of fire alarm control panel - FACP. Verification. Note: This permit has been issued based on Bulletin 2018-004-BU/EL. | Elite Fire Protection Ltd
NULL | NULL | 3116 W BROADWAY, Vancouver, BC V6K 2H3 | Mechanical Permit | NULL | NULL | Draft | NULL | Gregori Plumbing, Heating & Air Conditioning Ltd
GP-2022-02728 | 2022-09-11 | 3116 W BROADWAY, Vancouver, BC V6K 2H3 | Gas Permit | Commercial | Tenant Improvement | Completed | Commercial - Replace old water heater with a new one | Gregori Plumbing, Heating & Air Conditioning Ltd
EP-2023-08511 | 2023-09-26 | 3150 W BROADWAY, Vancouver, BC V6K 2H3 | Electrical Permit | Commercial | Tenant Improvement | Completed | Installation / Repair - Commercial - LED lighting, a few new circuits, 4 short lengths of underground pipe, >BP: Exterior and interior alterations to provide tenant improvements to this existing retail space for a new retail store in this existing commercial building. Scope of work includes: New Partitions & doors alternations to existing washrooms to include new finishes, plumbing fixtures and lighting. New interior finishes and millwork New stairs, and forklift lift in loading bay Exterior alterations only include widening of opening at loading bay for larger double door Related to Sign Permit: SI-2023-00249 | Pro-Tec Electrical Services Ltd
PP-2023-03243 | 2023-09-13 | 3150 W BROADWAY, Vancouver, BC V6K 2H3 | Plumbing Permit | Commercial | Tenant Improvement | Completed | Commercial - adding a utility sink , eye wash a couple floor drains and new sinks and toilets installed in existing locations. >BP: Exterior and interior alterations to provide tenant improvements to this existing retail space for a new retail store in this existing commercial building. Scope of work includes: New Partitions & doors alternations to existing washrooms to include new finishes, plumbing fixtures and lighting. New interior finishes and millwork New stairs, and forklift lift in loading bay | Paton Plumbing Worx Inc
EP-2022-05738 | 2022-07-08 | 3151 W BROADWAY, Vancouver, BC V6K 2H2 | Electrical Permit | Commercial | Addition | Completed | Installation / Repair - Commercial - Install a low voltage Security system | Orion Security Systems Ltd
NULL | NULL | 1829 W 64TH AVENUE, Vancouver, BC V6P 2P4 | Electrical Permit | Residential | Renovation | Draft | Installation / Repair - Residential - Bathroom renovation rewiring and update. | NULL
EP-2022-04182 | 2022-11-18 | 1425 W 6TH AVENUE, Vancouver, BC V6H 4G5 | Electrical Permit | Commercial | New | Completed | Installation / Repair - Commercial - Electric Vehicle Charging Infrastructure - Wiring installation for installation of electric vehicle supply equipment (EVSE). Installation of indoor cellular signal amplifier system. Install new metering equipment and distribution, raceways, conduits and wire to future Level 2 EVSE chargers to 333 new locations. Install new communciation (amplifiers, antennas, etc.) throughout parkade. Approved Amendment January 17, 2023. Install 20 chargers. Value increase of $850. | Power Pros Electrical Ltd
EP-2022-03222 | 2022-04-22 | 1425 W 6TH AVENUE, Vancouver, BC V6H 4G5 | Electrical Permit | Commercial | Renovation | Completed | Installation / Repair - Commercial - Strata council has contracted Mott to provide power for the installation of NoWa leak detection system. This systems operates with wireless detection sensors and will shut off the main water supply to the suite if a leak is detected. Each controller requires a 120V, 15-amp receptacle installed close to the water main. Power is sourced from a nearby existing circuit no change to basic load. | Mott Electric General Partnership
EP-2022-02667 | 2022-05-24 | 1425 W 6TH AVENUE, Vancouver, BC V6H 4G5 | Electrical Permit | Residential | New | Completed | Installation / Repair - Residential - Provide 240v power for Outdoor AC Unit at residential condo. Cable will run from Electrical panel to outdoor condenser unit located on balcony. | Daniel Topping
PP-2022-01091 | 2022-04-12 | 1428 W 6TH AVENUE, Vancouver, BC V6H 4H4 | Plumbing Permit | Commercial | Tenant Improvement | Completed | Commercial - Supply and install one (1) new premise isolation DCVA assembly in the mechanical room off the lobby area (water entry room) | Ainsworth Inc
EP-2023-05299 | 2023-06-14 | 1428 W 6TH AVENUE, Vancouver, BC V6H 4H4 | Electrical Permit | Commercial | Renovation - Dwelling Unit(s) only | Completed | Installation / Repair - Commercial - Replacing via retrofit, (163) two lamp cfl pot lights with a 7 watt commercial grade LED inserts from the main floor up in corridors. New led inserts are size to exactly replace existing cfl pots in all the same locations. | BGM Electrical Ltd
EP-2023-09037 | 2023-10-10 | 1450 W 6TH AVENUE, Vancouver, BC V6H 4H9 | Electrical Permit | Commercial | Tenant Improvement | Issued | Installation / Repair - Commercial - Installation of EV Ready Infrastructure as per accepted electrical drawings. | Sasco Contractors Ltd
EP-2022-03221 | 2022-04-22 | 1485 W 6TH AVENUE, Vancouver, BC V6H 4G1 | Electrical Permit | Commercial | Renovation | Completed | Installation / Repair - Commercial - Strata council has contracted Mott to provide power for the installation NoWa leak detection system. This systems operates with wireless detection sensors and will shut off the main water supply to the suite if a leak is detected. Each controller requires a 120V, 15-amp receptacle installed close to the water main. Power is sourced from a nearby existing circuit no change to basic load. | Mott Electric General Partnership
GP-2022-04096 | 2022-12-21 | 2545 W 6TH AVENUE, Vancouver, BC V6K 1W4 | Gas Permit | Residential | Renovation | Completed | Residential - Gas furnace install | ROMA Heating Ltd
GP-2023-01885 | 2023-06-22 | 1636 W 69TH AVENUE, Vancouver, BC V6P 2W6 | Gas Permit | Residential | New | Completed | Residential - 1 outdoor fireplace >BP: To construct a 2 storey + cellar one-family dwelling | Vancouver Gas Fireplaces Ltd
PP-2023-02194 | 2023-06-21 | 1636 W 69TH AVENUE, Vancouver, BC V6P 2W6 | Plumbing Permit | Residential | New | Completed | Residential - 1FD - 1" backflow preventer for lawn irrigation | Cameron Carleton Beals
PP-2023-03536 | 2023-10-24 | 1636 W 69TH AVENUE, Vancouver, BC V6P 2W6 | Plumbing Permit | Residential | New | Completed | Residential - 1FD - #1 - Finishing Plumbing in house >DB: To construct a 2 storey + cellar one-family dwelling, providing 2 surface parking space next to the LWH, having vehicular access from the lane. Note: This is a 2 storey building pursuant to the Zoning and Development By-Law 1-Covenant registered at the Land Title Office under CA6724170 2- Bar/Sink proposed in Cellar 3- A/C units (3) proposed in side yard facing lane East elevation. 4.- Generator proposed side yard facing lane East elevation. 5- No Secondary suite Proposed | Tap Roots Plumbing and Heating Ltd
GP-2023-03048 | 2023-10-13 | 1636 W 69TH AVENUE, Vancouver, BC V6P 2W6 | Gas Permit | Residential | New | Completed | Residential - 1 - outdoor fireplace 1- barbque 1- generator >BP: To construct a 2 storey + cellar one-family dwelling ($1,197,500.00), providing 2 surface parking space next to the LWH, having vehicular access from the lane. Note: This is a 2 storey building pursuant to the Zoning and Development By-Law 1-Covenant registered at the Land Title Office under CA6724170 2- Bar/Sink proposed in Cellar 3- A/C units (3) proposed in side yard facing lane East elevation. 4.- Generator proposed side yard facing lane East elevation. 5- No Secondary suite Proposed 6- HPO-Residential Builder-Bela Construction Ltd 7- B1/B2. I Oh P Eng (604 513-4190) Geotechnical 8- B1/B2. Eric Man P Eng (604 874-3237) Structural | HUGH MILLIGAN & COMPANY LTD
EP-2023-05148 | 2023-06-09 | 44 W 6TH AVENUE, Vancouver, BC V5Y 1K1 | Electrical Permit | Commercial | Tenant Improvement | Completed | Installation / Repair - Commercial - Install new 20 amp receptacles for work bench area and new data cabling for the work bench area (ONLY work bench area). | Mott Electric General Partnership
EP-2023-00770 | 2023-01-30 | 60 W 6TH AVENUE, Vancouver, BC V5Y 1K1 | Electrical Permit | Commercial | NULL | Expired | Movie Set / Filming - To allow for Movie Set/Filming Applicant shall provide completed Contractor Declaration form, and dates of filming and associated location(s) to csinspection.clerks@vancouver.ca prior to the commencement of filming. Visit vancouver.ca/inspections for more details. | Pink Buffalo Films Inc
EP-2023-02519 | 2023-03-23 | 101 W 6TH AVENUE, Vancouver, BC V5Y 1K3 | Electrical Permit | Commercial | New | Issued | Temporary Power - Commercial - To provide temporary power. | Maple Reinders Constructors Ltd
PP-2022-01231 | 2022-06-23 | 101 W 6TH AVENUE, Vancouver, BC V5Y 1K3 | Plumbing Permit | Commercial | New | Issued | Commercial - DWV and Domestic installations for the base structure of a new build. To construct a new 4-storey (3-storey under Zoning & Development) industrial and commercial mixed use building consisting 2nd storey - manufacturing use (shell), 3rd & 4th storeys - office use (shell), all over 2 levels of parking (Level P1 (1st storey) and Level P2 below grade) via car elevator, having vehicular access from the lane. Separate tenant improvement permits are required for all shell tenant spaces. | SOMATIC HVAC SOLUTIONS LTD
EP-2022-02106 | 2022-03-15 | 101 W 6TH AVENUE, Vancouver, BC V5Y 1K3 | Electrical Permit | Commercial | New | Expired | Temporary Power - Commercial - To provide temporary power. | Maple Reinders Constructors Ltd
EP-2023-02179 | 2023-03-15 | 116 W 6TH AVENUE, Vancouver, BC V5Y 1K6 | Electrical Permit | Commercial | Renovation | Completed | Installation / Repair - Commercial - Upgrade of security alarm system >BP: Interior alterations to #300 on the 3rd floor to provide tenant improvement for an existing tenant (Information Communication Technology Manufacturing - Group F2) at this existing 4-Storey Commercial/Industrial building at this site. Scope of work is to remove millwork in the area to the south of the existing elevator for area of refuge. Tenant: Bit Quill Technologies Occupant Load = Max 36 persons Refer to DB-2022-00977 (at #200 for the same tenant) for time entries and documents. ******REVIEWED UNDER THE PROVISIONS OF VBBL 2019******** Building Review Branch Note: - All new work shall conform to VBBL 3.1.5 Noncombustible Construction. - The category of work is Minor Renovation (F1, S2, N1, A2, & E2). REVISION #1 (IN PROCESS): - Replaced sliding doors at meeting rooms and offices with swing doors. - Revised seating layout and change of occupant load (?) - Revised bathroom layout. | Telus Custom Security Systems Inc
EP-2022-08423 | 2022-10-06 | 116 W 6TH AVENUE, Vancouver, BC V5Y 1K6 | Electrical Permit | Commercial | Tenant Improvement | Completed | Installation / Repair - Commercial - Project Scope: Lighting and Controls Provide rough in for lighting, emergency and controls Installation of lighting package Installation of emergency lighting Installation of Lighting controls Distribution Provide new breakers in the existing panel as required Power Provide receptacles and connections for equipment Installation of pac poles Power junction box and terminations for workstation desk whips Mechanical Equipment Provide power and connection to all mechanical equipment listed on the electrical drawings. Data and Communications Installation of Voice/Data wiring Installation of conduit stubs into ceiling space Installation of J-Hook Raceway Installation of patch panels Security and Door Access Provide conduit and rough in for door access equipment Fire Alarm Install (1) new FA Bell Fire Alarm Verification included Please see scope of work attached >BP: Interior alterations to #300 on the 3rd floor to provide tenant improvement for an existing tenant (Information Communication Technology Manufacturing - Group F2) at this existing 4-Storey Commercial/Industrial building at this site. Scope of work is to remove millwork in the area to the south of the existing elevator for area of refuge. Tenant: Bit Quill Technologies Occupant Load = Max 36 persons Refer to DB-2022-00977 (at #200 for the same tenant) for time entries and documents. ******REVIEWED UNDER THE PROVISIONS OF VBBL 2019******** Building Review Branch Note: - All new work shall conform to VBBL 3.1.5 Noncombustible Construction. - The category of work is Minor Renovation (F1, S2, N1, A2, & E2). | TDR Electric Inc
SP-2022-01248 | 2023-08-09 | 116 W 6TH AVENUE, Vancouver, BC V5Y 1K6 | Sprinkler Permit | Commercial | Tenant Improvement | Completed | Commercial - For sprinkler system alterations to the 2019 VBBL and NFPA 13, 2013 for the tenant improvements to provide interior alterations and change of major occupancy from Laboratory (group F2) to General Office (group D) for a new tenant at #200 on the 2nd floor at this existing 4-Storey Commercial/Industrial Building at this site. Scope of work is to remove millwork in the area to the south of the existing elevator for area of refuge. Engineer of Record: Erik Watson-Hurthig 604-209-2594 erikwh@eriksberg.ca | Alco Fire Protection Ltd
SP-2022-01249 | 2023-08-09 | 116 W 6TH AVENUE, Vancouver, BC V5Y 1K6 | Sprinkler Permit | Commercial | Tenant Improvement | Issued | Commercial - For sprinkler system alterations to the 2019 VBBL and NFPA 13, 2013 for the tenant improvements to provide interior alterations to #300 on the 3rd floor for an existing tenant (Information Communication Technology Manufacturing - Group F2) at this existing 4-Storey Commercial/Industrial building at this site. Scope of work is to remove millwork in the area to the south of the existing elevator for area of refuge. Engineer of Record: Erik Watson-Hurthig 604-209-2594 erikwh@eriksberg.ca | Alco Fire Protection Ltd
EP-2022-08329 | 2022-10-06 | 116 W 6TH AVENUE, Vancouver, BC V5Y 1K6 | Electrical Permit | Commercial | Tenant Improvement | Completed | Installation / Repair - Commercial - Electrical Scope of Work - Based off of the electrical drawings, specs, addendums provided Project Scope: Lighting and Controls • Provide rough in for lighting, emergency and controls • Install of lighting package • Install of emergency lighting • Install of Lighting controls Distribution • Provide new breakers in the existing panel as required Power • Provide receptacles and connections for equipment • Install of pac poles • Power junction box and terminations for workstation desk whips Mechanical Equipment • Provide power and connection to all mechanical equipment listed on the electrical drawings. Data and Communications • Install of Voice/Data wiring • Install of conduit stubs into ceiling space • Install of J-Hook Raceway • Install of patch panels Security and Door Access • Provide conduit and rough in for door access equipment Fire Alarm • Install (1) new FA Bell • Fire Alarm Verification included Please see attached PDF with scope of work | TDR Electric Inc
PP-2022-03485 | 2022-11-02 | 116 W 6TH AVENUE, Vancouver, BC V5Y 1K6 | Plumbing Permit | Commercial | Renovation | Completed | Commercial - UNIT #200 - Add 2nd Floor Washrooms >DB: #200 Interior alterations and change of major occupancy from Laboratory (group F2) to General Office (group D) for a new tenant at #200 on the 2nd floor at this existing 4-Storey Commercial/Industrial Building at this site. Scope of work is to remove millwork in the area to the south of the existing elevator for area of refuge. | Synergy Mechanical Inc.
PP-2023-04184 | 2024-01-26 | 117 W 6TH AVENUE, Vancouver, BC V5Y 1K3 | Plumbing Permit | Commercial | Tenant Improvement | Completed | Commercial - tri sink raised mop sink handwashing sink grease interceptor >BP: Interior alterations and change of use from Electrical Products or Appliances Manufacturing w/ancillary office to Food or Beverage Products Manufacturing - Class B w/ancillary office in existing industrial building on this site. Scope of work includes installing hand sink, raised mop sink and tri-sink with grease interceptor, per VCH requirements. | Hashtag Plumbing Inc
EP-2024-00422 | 2024-01-19 | 117 W 6TH AVENUE, Vancouver, BC V5Y 1K3 | Electrical Permit | Commercial | Renovation | Completed | Installation / Repair - Commercial - 2x HEAD EMERGENCY LIGHTING FIXTURE INSTALLATION only | Kato Electrical Inc
EP-2022-02296 | 2022-03-23 | 182 W 6TH AVENUE, Vancouver, BC V5Y 1K6 | Electrical Permit | Commercial | Addition | Completed | Installation / Repair - Commercial - Installation of a forklift charger on site. | K S Maude Electric Ltd
GP-2022-00007 | 2022-01-05 | 1478 W 73RD AVENUE, Vancouver, BC V6P 3E8 | Gas Permit | Commercial | Renovation - Dwelling Unit(s) only | Completed | Commercial - Install tankless water heater | Reid Brothers Plumbing & Heating Ltd
GP-2022-00481 | 2022-02-14 | 1206 W 75TH AVENUE, Vancouver, BC V6P 3G3 | Gas Permit | Commercial | Renovation - Dwelling Unit(s) only | Completed | Commercial - Furnace Replacement | Hillcrest Plumbing & Heating (1991) Ltd
GP-2023-00642 | 2023-02-22 | 1020 W 71ST AVENUE, Vancouver, BC V6P 3A6 | Gas Permit | Residential | Renovation | Completed | Residential - Re & Re HWT Gas | Milani Plumbing Heating & Air Conditioning Ltd
EP-2023-01715 | 2023-03-01 | 1529 W 71ST AVENUE, Vancouver, BC V6P 3B9 | Electrical Permit | Commercial | Tenant Improvement | Completed | Installation / Repair - Commercial - Provide 1x new fused 100-amp disconnect with time delay fuses. Provide 1x new 30-amp fused disconnect for cab light circuit. Provide 3x new LED lights c/w wireguards in the machine room and in the elevator pit. Provide 2x new GFCI plugs (existing plug locations to be used) Provide new Tel line from the D-marc point. Provide new #6 ground wire from electrical room to machine room. Fire stopping as required. **NOTE: If work on this site could lead to the disturbance of soil advise applicant to contact the Provincial Archaeology Branch at 250-953-3334 for necessary permits. In addition, please be advised that reports from an Archaeologist (AIA, AOA) and permits from the First Nations may be necessary prior to the release of your City of Vancouver permits. | Action Electric Ltd
EP-2022-08534 | 2022-10-12 | 1529 W 71ST AVENUE, Vancouver, BC V6P 3B9 | Electrical Permit | Commercial | Addition | Completed | Installation / Repair - Commercial - Electric Vehicle Charging Infrastructure - Wiring installation for installation of electric vehicle supply equipment (EVSE). Level 2 EVC rated at 7.2kW with 4:1 load-sharing strategy, for all 40 residential parking stalls. The total new load for EVC would be 72kW and there would be 51kW spare capacity remaining for the building. Upgrade house panel from 200amp to 400 amp for BChydro's EV-ready plan. NO SOIL DISTURBANCE OR ALTERATION OF GRADES IS TO TAKE PLACE UNDER THIS PERMIT. Work under this permit does not authorize excavation, including the disturbance of soils. Should work necessitate excavation or the disturbance of soils, stop work immediately contact the City of Vancouver to obtain the necessary approvals. | Vancouver Renewable Energy Cooperative
EP-2022-06855 | 2022-08-18 | 4619 W 8TH AVENUE, Vancouver, BC V6R 2A6 | Electrical Permit | Residential | Renovation | Completed | Installation / Repair - Residential - Upgrade home to a 200A 240V overhead service. | Root 3 Electric Ltd
GP-2024-00068 | 2024-01-10 | 2630 W 8TH AVENUE, Vancouver, BC V6K 2B6 | Gas Permit | Residential | Addition | Completed | Residential - re and re gas range | Christopher Sterling
EP-2023-09728 | 2023-11-07 | 2635 W 8TH AVENUE, Vancouver, BC V6K 2B5 | Electrical Permit | Residential | Addition | Completed | Installation / Repair - Residential - Service upgrade to 200 amps for single family dwelling | Wardenclyffe Electrical Ltd
GP-2023-01972 | 2023-06-30 | 2635 W 8TH AVENUE, Vancouver, BC V6K 2B5 | Gas Permit | Residential | Renovation | Completed | Residential - Furnace replacement | Power Frost AC & Heating Ltd
GP-2023-01973 | 2023-06-30 | 2645 W 8TH AVENUE, Vancouver, BC V6K 2B5 | Gas Permit | Residential | Renovation | Completed | Residential - Furnace replacement | Power Frost AC & Heating Ltd
EP-2023-09727 | 2023-11-20 | 2645 W 8TH AVENUE, Vancouver, BC V6K 2B5 | Electrical Permit | Residential | Addition | Completed | Installation / Repair - Residential - Single family service upgrade from 100 to 200 amps | Wardenclyffe Electrical Ltd
EP-2023-06240 | 2023-07-12 | 2657 W 8TH AVENUE, Vancouver, BC V6K 2B5 | Electrical Permit | Residential | Addition | Completed | Installation / Repair - Residential - Service upgrade from 100 to 200 amps. | Wardenclyffe Electrical Ltd
GP-2023-03345 | 2023-11-02 | 1761 W 68TH AVENUE, Vancouver, BC V6P 2V9 | Gas Permit | Residential | Tenant Improvement | Completed | Residential - Replacement of LQK 50 gallon gas hot water heater with code upgrades | A-1 Drainage Plumbing & Heating Limited
GP-2023-01638 | 2023-05-24 | 1783 W 68TH AVENUE, Vancouver, BC V6P 2V9 | Gas Permit | Residential | Renovation | Completed | Residential - tankless replacement | SUNFLOWER HOME SERVICE LTD
EP-2023-06092 | 2023-07-07 | 69 W 69TH AVENUE, Vancouver, BC V5X 2W6 | Electrical Permit | Commercial | Addition | Completed | Installation / Repair - Commercial - Installation of low voltage for networking. | Casbal Services Ltd
EP-2023-06081 | 2023-07-07 | 69 W 69TH AVENUE, Vancouver, BC V5X 2W6 | Electrical Permit | Commercial | Addition | Completed | Installation / Repair - Commercial - Install CCTV system with 20 cameras (11 new cameras & 9 recovered cameras). | APC ALARM CORP
EP-2023-06552 | 2023-07-20 | 69 W 69TH AVENUE, Vancouver, BC V5X 2W6 | Electrical Permit | Commercial | Addition | Completed | Installation / Repair - Commercial - Installation of new branch circuits for receptacles and low voltage server in office area, bonding wire for server metal rack. | Myarc Electrical Inc
EP-2023-06036 | 2023-07-07 | 704 W 69TH AVENUE, Vancouver, BC V6P 2W3 | Electrical Permit | Commercial | NULL | Issued | Annual / Operating - ***Annual Operating Permit*** MAINTENANCE AND SERVICE -renewal of EP-2022-06032 -valid: July 10, 2023 - July 9, 2024 | Indera Raja Malawarair
NULL | NULL | 704 W 69TH AVENUE, Vancouver, BC V6P 2W3 | Electrical Permit | Commercial | NULL | Draft | Annual / Operating - Maintenance Service | NULL
EP-2022-06032 | 2022-07-20 | 704 W 69TH AVENUE, Vancouver, BC V6P 2W3 | Electrical Permit | Commercial | NULL | Expired | Annual / Operating - RENEWAL OF ANNUAL OPERATING PERMIT VALID: JUL 9, 2022 TO JUL 8, 2023 EXPIRED PERMIT: EP-2021-05340 SITE CONTACT/SUPERVISOR: INDERA RAJA MALAWARAIR CONNECTED LOAD: 450 HP Maintenance and service | Indera Raja Malawarair
GP-2023-02633 | 2023-09-08 | 707 W 69TH AVENUE, Vancouver, BC V6P 2W2 | Gas Permit | Residential | Renovation | Completed | Residential - Hot water tank Re and Re | Airlink Heating and Plumbing Ltd
PP-2022-03314 | 2022-09-21 | 709 W 69TH AVENUE, Vancouver, BC V6P 2W2 | Plumbing Permit | Residential | New | Completed | Residential - Sump | GNA Contracting Ltd
PP-2023-00226 | 2023-01-23 | 709 W 69TH AVENUE, Vancouver, BC V6P 2W2 | Plumbing Permit | Residential | New | Issued | Residential - 2FD+2SS - WEST - 709 W 69TH AV - #1 & #2 EAST - 709 W 69TH - #3 & #4 New plumbing >DB: To construct a 2 storey two-family dwelling with 2 secondary suites located in the Basement with a detached accessory building (garage) and 2 open parking at the rear providing 4 parking spaces in total, having vehicular access from the 20' lane. 1. Covenant registered at the Land Title Office under CB122674 2. A/C proposed – Exterior component located in Rear, Interior component located in Upper floor. | Finest Plumbing & Heating Ltd
EP-2023-04752 | 2023-05-29 | 709 W 69TH AVENUE, Vancouver, BC V6P 2W2 | Electrical Permit | Residential | New | Issued | Temporary Power - Residential - To provide temporary power. | Maple Leaf Electrical Ltd
GP-2023-00675 | 2023-02-27 | 709 W 69TH AVENUE, Vancouver, BC V6P 2W2 | Gas Permit | Residential | New | Completed | Residential - 2 Range, 2 Boiler, 2 BBQ & 2 Fireplace Installation of Gas appliances. >BO: To construct a 2 storey two-family dwelling with 2 secondary suites located in the Basement ($913,600) with a detached accessory building (garage) and 2 open parking at the rear providing 4 parking spaces in total, having vehicular access from the 20' lane. | Century Twenty One Gas & Heating Co. Ltd
SP-2023-00287 | 2023-02-21 | 709 W 69TH AVENUE, Vancouver, BC V6P 2W2 | Sprinkler Permit | Residential | New | Completed | Residential - New sprinkler system >BP: To construct a 2 storey two-family dwelling with 2 secondary suites located in the Basement with a detached accessory building (garage) and 2 open parking at the rear providing 4 parking spaces in total, having vehicular access from the 20' lane. 1. Covenant registered at the Land Title Office under CB122674 2. A/C proposed – Exterior component located in Rear, Interior component located in Upper floor. 3. Schedule B: (N.K.Varsheny) P.Eng (604.251.6320) Structural & Geotechnical 4. HPO: Residential Builder- Newport Developments Ltd | Haven Fire Protection Ltd
EP-2023-01993 | 2023-03-30 | 709 W 69TH AVENUE, Vancouver, BC V6P 2W2 | Electrical Permit | Residential | New | Completed | Installation / Repair - Residential - New whole electrical work duplex house with suite. *MP-2023-00375 >BP: To construct a 2 storey two-family dwelling with 2 secondary suites located in the Basement with a detached accessory building (garage) and 2 open parking at the rear providing 4 parking spaces in total, having vehicular access from the 20' lane. 1. Covenant registered at the Land Title Office under CB122674 2. A/C proposed – Exterior component located in Rear, Interior component located in Upper floor. 3. Schedule B: (N.K.Varsheny) P.Eng (604.251.6320) Structural & Geotechnical 4. HPO: Residential Builder- Newport Developments Ltd | Maple Leaf Electrical Ltd
MP-2023-00108 | 2023-01-26 | 709 W 69TH AVENUE, Vancouver, BC V6P 2W2 | Mechanical Permit | NULL | NULL | Issued | NULL | Finest Plumbing & Heating Ltd
MP-2023-00375 | 2023-03-22 | 709 W 69TH AVENUE, Vancouver, BC V6P 2W2 | Mechanical Permit | NULL | NULL | Completed | NULL | Century Twenty One Gas & Heating Co. Ltd
EP-2023-02356 | 2023-03-22 | 709 W 69TH AVENUE, Vancouver, BC V6P 2W2 | Electrical Permit | Residential | New | Completed | Installation / Repair - Residential - Extra Low Voltage Pre-wire & Finishing for TV, Tel, Data & Security Alarm System >BP: To construct a 2 storey two-family dwelling with 2 secondary suites located in the Basement ($913,600) with a detached accessory building (garage) and 2 open parking at the rear providing 4 parking spaces in total, having vehicular access from the 20' lane. 1. Covenant registered at the Land Title Office under CB122674 2. A/C proposed – Exterior component located in Rear, Interior component located in Upper floor. 3. Schedule B: (N.K.Varsheny) P.Eng (604.251.6320) Structural & Geotechnical 4. HPO: Residential Builder- Newport Developments Ltd Note: This is a 2 storey building pursuant to the Zoning and Development By-Law **THIS PERMIT HAS BEEN ISSUED UNDER THE REQUIREMENTS OF VBBL #12511 (2019)** | Secure Worx AV & Automation Inc
GP-2023-01130 | 2023-04-03 | 709 W 69TH AVENUE, Vancouver, BC V6P 2W2 | Gas Permit | Residential | New | Completed | Residential - 2 Fireplaces Venting and hook up only >BP: To construct a 2 storey two-family dwelling with 2 secondary suites located in the Basement | ORAY FIREPLACES LTD
EP-2022-03285 | 2022-04-25 | 709 W 69TH AVENUE, Vancouver, BC V6P 2W2 | Electrical Permit | Residential | New | Expired | Temporary Power - Residential - To provide temporary power. | Maple Leaf Electrical Ltd
PP-2022-01083 | 2022-03-31 | 550 W 64TH AVENUE, Vancouver, BC V6P 2K9 | Plumbing Permit | Residential | New | Issued | Residential - 2FD+2SS - EAST UNIT - 550 W 6TH AV - #1 & #2 WEST UNIT - 550 W 6TH AV - #1 & #2 plumbing for duplex residential To construct a two-storey two-family dwelling with two secondary suites located in the basement, with a 2 car detached accessory building (garage) with 2 surface parking spaces at the rear providing a total of 4 parking spaces, having vehicular access from the lane. Note: This is a 2 storey building pursuant to the Zoning and Development By-Law 1. Covenant registered at the Land Title Office under CA9130767 2. No A/C units proposed 3. Bar sinks proposed in the cellar | Modern Blue Mechanical Ltd
EP-2022-01145 | 2022-02-13 | 550 W 64TH AVENUE, Vancouver, BC V6P 2K9 | Electrical Permit | Residential | New | Expired | Temporary Power - Residential - To provide temporary power. | MILKYWAY INDUSTRY LTD
EP-2022-01136 | NULL | 550 W 64TH AVENUE, Vancouver, BC V6P 2K9 | Electrical Permit | Commercial | NULL | Withdrawn | Annual / Operating - temporary power | MILKYWAY INDUSTRY LTD
NULL | NULL | 550 W 64TH AVENUE, Vancouver, BC V6P 2K9 | Electrical Permit | Residential | Addition | Draft | Temporary Power - Residential - To provide temporary power. | MILKYWAY INDUSTRY LTD
EP-2023-01451 | 2023-02-22 | 550 W 64TH AVENUE, Vancouver, BC V6P 2K9 | Electrical Permit | Residential | Addition | Issued | Temporary Power - Residential - To provide temporary power. | MILKYWAY INDUSTRY LTD
GP-2022-03089 | 2022-10-12 | 550 W 64TH AVENUE, Vancouver, BC V6P 2K9 | Gas Permit | Residential | New | Issued | Residential - Installation of two gas lines to supply ONE cooktop appliance per unit in a duplex. >BP: To construct a two-storey two-family dwelling with two secondary suites ($1,432,500) located in the basement, with a 2 car detached accessory building (garage) with 2 surface parking spaces at the rear providing a total of 4 parking spaces, having vehicular access from the lane. | Modern Blue Mechanical Ltd
SP-2022-01522 | 2022-09-20 | 550 W 64TH AVENUE, Vancouver, BC V6P 2K9 | Sprinkler Permit | Residential | New | Issued | Residential - New sprinkler installation for : >BP: To construct a two-storey two-family dwelling with two secondary suites ($1,432,500) located in the basement, with a 2 car detached accessory building (garage) with 2 surface parking spaces at the rear providing a total of 4 parking spaces, having vehicular access from the lane. Note: This is a 2 storey building pursuant to the Zoning and Development By-Law 1. Covenant registered at the Land Title Office under CA9130767 2. No A/C units proposed 3. Bar sinks proposed in the cellar 4. Schedule B:Ke Jian, MA, P.Eng (604-599-8890) Structural 5. HPO: Residential Builder - Buffalo Development Group Inc. **The entire building, INCLUDING THE ATTACHED GARAGE (if applicable), to be sprinklered to 2 x NFPA 13D.** | Spectrum Fire Protection Ltd
MP-2022-00361 | 2022-10-08 | 550 W 64TH AVENUE, Vancouver, BC V6P 2K9 | Mechanical Permit | NULL | NULL | Issued | NULL | NEWLINE PLUMBING & HEATING LTD.
EP-2022-08041 | 2022-09-29 | 550 W 64TH AVENUE, Vancouver, BC V6P 2K9 | Electrical Permit | Residential | New | Issued | Installation / Repair - Residential - Duplex home with basement suites in each To construct a two-storey two-family dwelling with two secondary suites ( located in the basement, with a 2 car detached accessory building (garage) with 2 surface parking spaces at the rear providing a total of 4 parking spaces, having vehicular access from the lane. Note: This is a 2 storey building pursuant to the Zoning and Development By-Law 1. Covenant registered at the Land Title Office under CA9130767 2. No A/C units proposed 3. Bar sinks proposed in the cellar 4. Schedule B:Ke Jian, MA, P.Eng (604-599-8890) Structural 5. HPO: Residential Builder - Buffalo Development Group Inc. Amend: Oct 5, 2022 Updated load calculation forgot to add boiler to calculation will need load sharing device for range and boiler | Wardenclyffe Electrical Ltd
EP-2022-07150 | 2022-08-24 | 550 W 64TH AVENUE, Vancouver, BC V6P 2K9 | Electrical Permit | Residential | New | Issued | Installation / Repair - Residential - 2FD+2SS - EAST - 550 W 64TH AV - #1 & #2 WEST - 552 W 64TH AV - #1 & #2 Low voltage installations (Duplex) COMPLETE SECURITY ALARM SYSTEM >DB: To construct a two-storey two-family dwelling with two secondary suites located in the basement, with a 2 car detached accessory building (garage) with 2 surface parking spaces at the rear providing a total of 4 parking spaces, having vehicular access from the lane. Note: This is a 2 storey building pursuant to the Zoning and Development By-Law 1. Covenant registered at the Land Title Office under CA9130767 2. No A/C units proposed 3. Bar sinks proposed in the cellar | Best Built-In Centre Ltd
MP-2022-00029 | 2022-07-18 | 550 W 64TH AVENUE, Vancouver, BC V6P 2K9 | Mechanical Permit | NULL | NULL | Issued | NULL | Modern Blue Mechanical Ltd
PP-2023-03457 | 2023-09-29 | 550 W 64TH AVENUE, Vancouver, BC V6P 2K9 | Plumbing Permit | Residential | New | Completed | Residential - Install a back flow preventer for a lawn irrigation | Five Elements Design and Landscape Ltd
GP-2022-03000 | 2022-10-07 | 4610 W 6TH AVENUE, Vancouver, BC V6R 1V7 | Gas Permit | Residential | Addition | Completed | Residential - Repair and replace existing underground gas line | Deep Water Plumbing Heating & Gas Services Limited
EP-2023-01037 | 2023-02-08 | 4630 W 6TH AVENUE, Vancouver, BC V6R 1V7 | Electrical Permit | Residential | Renovation | Completed | Installation / Repair - Residential - Disconnecting old service from house and putting the new meter on the laneway building now and running a 1/0 ACWU to old panel in house to re hook up (acwu will be run underground) | Lowen Electric Ltd
NULL | NULL | 1441 W 70TH AVENUE, Vancouver, BC V6P 2Z3 | Electrical Permit | Residential | Renovation | Withdrawn | Installation / Repair - Residential - Per: BULLETIN 2018-004-BU/EL 2. Modification of existing FAS triggered by failure, routine maintenance, and operation of FAS equipment: | 0777792 BC Ltd
EP-2023-02491 | 2023-03-23 | 1441 W 70TH AVENUE, Vancouver, BC V6P 2Z3 | Electrical Permit | Residential | Renovation | Completed | Installation / Repair - Residential - Replacement of faulty fire alarm control panel. Includes full system verification by a third-party contractor upon completion. No alterations will be done to the existing wiring and all fire alarm connected devices will remain as is. Per: BULLETIN 2018-004-BU/EL | 0777792 BC Ltd
EP-2023-07981 | 2023-09-05 | 1518 W 70TH AVENUE, Vancouver, BC V6P 2Z7 | Electrical Permit | Commercial | Renovation | Completed | Installation / Repair - Commercial - Replacement of the existing Mirtone 7800 fire alarm panel with FA-1000 for the purpose of Bulletin 2018-004-BU/EL. To re-wire/ re-install the recently installed tamper switch on the sprinkler system. | 0777792 BC Ltd
EP-2023-03563 | 2023-04-25 | 125 W 71ST AVENUE, Vancouver, BC V5X 2X3 | Electrical Permit | Commercial | Tenant Improvement | Issued | Temporary Power - Commercial - To provide temporary power. >BP: Interior alterations to provide improvements for the office and production area in this existing manufacturing factory warehouse. Provided 29 parking spots. Sprinkler Permit required per DBI. Energy upgrade E2 - Lighting - Exterior Lighting Control (per 9.4.1.4 of ASHRAE 90.1-2016) Energy checklist is currently no longer required with your Building Permit (BP) application. Some supporting documents are still required at BP stage, specifically Envelope and HVAC, if applicable. Service Water Heating and Lighting supporting documents, if applicable, must be submitted with your related trades permits (e.g. electrical and plumbing). All energy upgrades will be checked during inspections stage. It is the applicant’s responsibility to identify and note all required upgrades including energy upgrades on their BP drawings at BP stage. NOTE: Work authorized by this permit is for placement of a temporary power pole only and does not authorize any site construction and/or excavation. A separate Building Permit will be required prior to commencement of any other work on this site. | Torro Electric Ltd
EP-2022-00172 | 2022-01-12 | 125 W 71ST AVENUE, Vancouver, BC V5X 2X3 | Electrical Permit | Commercial | Tenant Improvement | Expired | Temporary Power - Commercial - To provide temporary power. >BP: Interior alterations to provide improvements for the office and production area in this existing manufacturing factory warehouse. Provided 29 parking spots. Sprinkler Permit required per DBI. Energy upgrade E2 - Lighting - Exterior Lighting Control (per 9.4.1.4 of ASHRAE 90.1-2016) Energy checklist is currently no longer required with your Building Permit (BP) application. Some supporting documents are still required at BP stage, specifically Envelope and HVAC, if applicable. Service Water Heating and Lighting supporting documents, if applicable, must be submitted with your related trades permits (e.g. electrical and plumbing). All energy upgrades will be checked during inspections stage. It is the applicant’s responsibility to identify and note all required upgrades including energy upgrades on their BP drawings at BP stage. NOTE: Work authorized by this permit is for placement of a temporary power pole only and does not authorize any site construction and/or excavation. A separate Building Permit will be required prior to commencement of any other work on this site. | Torro Electric Ltd
EP-2023-11084 | 2023-12-12 | 4640 W 6TH AVENUE, Vancouver, BC V6R 1V7 | Electrical Permit | Residential | Addition | Issued | Installation / Repair - Residential - Installation of security system | ADT Security Services Canada Inc
PP-2022-02580 | 2022-07-29 | 4645 W 6TH AVENUE, Vancouver, BC V6R 1V6 | Plumbing Permit | Residential | New | Completed | Residential - Lawn irrigation | Coastal Irrigation Inc
PP-2022-01635 | NULL | 3011 W 7TH AVENUE, Vancouver, BC V6K 1Z7 | Plumbing Permit | Residential | Renovation | Cancelled | Residential - Sump >BP: 3011 W 7th Ave Exterior and interior alterations to all floors of this existing multiple conversion dwelling (one unit is a secondary suite) including raising the existing main floor approximately two feet (2'-0") on this inside with lane site as approved by the Board of Variance Appeal Z35742 dated October 6, 2020 thereby reversing the decision of the Director of Planning and approving the raising of the existing building approximately 2'-0". Work to include the removal of the eave and gutter encroachments on the east and west property lines. Processed through HRC Letters of Assurance submitted by P. Miller at 778-828-0161 - Structural, Geotechnical REUP submitted by Scott Silverthorn from Capture Energy (604.787.1952) Entire building to be sprinklered to NFPA-13D requirements. | NULL
GP-2023-01669 | 2023-05-29 | 3427 W 7TH AVENUE, Vancouver, BC V6R 1W2 | Gas Permit | Residential | Addition | Completed | Residential - re and re gas range | Christopher Sterling
GP-2023-03428 | 2023-11-07 | 3436 W 7TH AVENUE, Vancouver, BC V6R 1W1 | Gas Permit | Residential | Addition | Issued | Residential - 1 Gas insert fireplace installation | Vaglio Fireplace LTD
GP-2022-00304 | 2022-01-31 | 3457 W 7TH AVENUE, Vancouver, BC V6R 1W2 | Gas Permit | Residential | Renovation | Completed | Residential - Decommission, remove and recycle gas furnace, replace with new high efficiency furnace | Ashton Service Group/Ashton Mechanical Ltd.
GP-2023-03455 | 2023-11-09 | 3536 W 7TH AVENUE, Vancouver, BC V6R 1W3 | Gas Permit | Residential | Tenant Improvement | Completed | Residential - Furnace Replacement | Custom Air Conditioning Ltd
PP-2022-01442 | 2022-04-29 | 3556 W 7TH AVENUE, Vancouver, BC V6R 1W3 | Plumbing Permit | Residential | Renovation | Completed | Residential - Install one outside sump without pump Exterior and interior alterations to provide tenant improvements to the existing one family dwelling building. Scope of work includes replacing the existing foundation wall, lower basement slab, new windows and doors, repair existing front porch. | Octiscapes Site Services Ltd
EP-2022-02591 | 2022-03-30 | 3556 W 7TH AVENUE, Vancouver, BC V6R 1W3 | Electrical Permit | Residential | Renovation | Expired | Temporary Power - Residential - To provide temporary power. Amend Apr 5, 2022 -change service from 100amps to 200amp temporary power | O J ELECTRIC LTD
EP-2022-05874 | 2022-07-13 | 3556 W 7TH AVENUE, Vancouver, BC V6R 1W3 | Electrical Permit | Residential | Addition | Completed | Installation / Repair - Residential - New service and wiring basement and fix all wiring Exterior and interior alterations to provide tenant improvements to the existing one family dwelling building. Scope of work includes replacing the existing foundation wall, lower basement slab, new windows and doors, repair existing front porch. | O J ELECTRIC LTD
PP-2022-03014 | 2022-08-30 | 3556 W 7TH AVENUE, Vancouver, BC V6R 1W3 | Plumbing Permit | Residential | Renovation | Completed | Residential - renovation to the basement of the existing house. 1bathroom, 1 kitchen and 1 laundry >DB: Exterior and interior alterations to provide tenant improvements to the existing one family dwelling building. Scope of work includes replacing the existing foundation wall, lower basement slab, new windows and doors, repair existing front porch. | Division Mechanical Ltd
MP-2022-00204 | 2022-09-11 | 3556 W 7TH AVENUE, Vancouver, BC V6R 1W3 | Mechanical Permit | NULL | NULL | Completed | NULL | Division Mechanical Ltd
SP-2022-01696 | 2022-10-14 | 3556 W 7TH AVENUE, Vancouver, BC V6R 1W3 | Sprinkler Permit | Residential | New | Completed | Residential - new sprinkler system basement only Exterior and interior alterations to provide tenant improvements to the existing one family dwelling building. Scope of work includes replacing the existing foundation wall, lower basement slab, new windows and doors, repair existing front porch. | Alco Fire Protection Ltd
EP-2022-10763 | 2022-12-23 | 3556 W 7TH AVENUE, Vancouver, BC V6R 1W3 | Electrical Permit | Residential | Addition | Completed | Installation / Repair - Residential - Low Voltage Data, Telephone in Cat-6 | Infra-Tech Enterprises Ltd
GP-2022-03979 | 2022-12-14 | 3556 W 7TH AVENUE, Vancouver, BC V6R 1W3 | Gas Permit | Residential | Renovation | Completed | Residential - Updating the heating system and adding a boiler and a future gas line to the fire place >BP: Exterior and interior alterations to provide tenant improvements to the existing one family dwelling building. Scope of work includes replacing the existing foundation wall, lower basement slab, new windows and doors, repair existing front porch. | Division Mechanical Ltd
GP-2022-03959 | 2022-12-13 | 3628 W 7TH AVENUE, Vancouver, BC V6R 1W4 | Gas Permit | Residential | Renovation | Issued | Residential - Install one natural gas fireplace insert | Vancouver Gas Fireplaces Ltd
EP-2023-09636 | 2023-11-06 | 1877 W 63RD AVENUE, Vancouver, BC V6P 2H9 | Electrical Permit | Residential | New | Issued | Installation / Repair - Residential - ¦ 1FD + 1SS: 400A ¦ 200 amp service for the main house. 100 amp for secondary suite. 400 Amp main power supply New house wiring and finishing *An approved mechanical permit is required for the installation of air conditioning or heat pump unit at the time of installation before a final electrical inspection will be performed >BP: To construct a 2 storey + basement one-family dwelling with a secondary suite ($1,339,945) located in the basement. Note: Parking for the site has been provided under DB-2022-05255 (Laneway House) The entire building, INCLUDING THE ATTACHED GARAGE (if applicable), to be sprinklered to NFPA 13D. 1- Covenant registered at the Land Title Office under CB450973 2- No strata titling permitted 3- Bar sink proposed in basement 4- External Mechanical unit proposed in rear yard/Internal on upper storey 5- Schedule B: Alan Prahalad P.Eng (604.831.1431) Structural & Geotechnical 6- HPO: Residential Builder - Desato Enterprises Ltd ***This permit is issued under the VBBL 2019, with updated energy requirements as per bylaw # 12997 effective Jan 01, 2022.*** | High Watt Electric Ltd
EP-2023-09489 | 2023-10-19 | 1877 W 63RD AVENUE, Vancouver, BC V6P 2H9 | Electrical Permit | Residential | New | Issued | Temporary Power - Residential - To provide temporary power. | High Watt Electric Ltd
PP-2023-04098 | 2023-11-21 | 1877 W 63RD AVENUE, Vancouver, BC V6P 2H9 | Plumbing Permit | Residential | New | Issued | Residential - 1FD+SS - #1 & #2 - Install one sump without pump | Van-City Excavating Ltd
GP-2023-00361 | 2023-02-01 | 2026 W 63RD AVENUE, Vancouver, BC V6P 2J3 | Gas Permit | Residential | Renovation | Completed | Residential - Furnace Re+Re | PG Precision Gas & Mechanical Inc
EP-2023-10331 | 2023-11-16 | 2033 W 63RD AVENUE, Vancouver, BC V6P 2J2 | Electrical Permit | Residential | Addition | Issued | Installation / Repair - Residential - Installation of security system | ADT Security Services Canada Inc
EP-2023-00367 | 2023-01-24 | 235 W 64TH AVENUE, Vancouver, BC V5X 2L7 | Electrical Permit | Residential | Addition | Completed | Installation / Repair - Residential - Upgrade existing 100A to 200A Service | GLBC ELECTRICAL CONTRACTORS LTD
GP-2022-02451 | 2022-08-18 | 235 W 64TH AVENUE, Vancouver, BC V5X 2L7 | Gas Permit | Residential | Renovation - Dwelling Unit(s) only | Completed | Residential - Furnace replacement | Heatco Furnace Services Ltd
GP-2023-03158 | 2023-10-20 | 577 W 63RD AVENUE, Vancouver, BC V6P 2G7 | Gas Permit | Residential | Addition | Completed | Residential - INSTALLATION OF A NEW GAS FIREPLACE | Parkinson's Heating Ltd
EP-2022-05208 | 2022-06-19 | 735 W 63RD AVENUE, Vancouver, BC V6P 2H1 | Electrical Permit | Residential | New | Expired | Temporary Power - Residential - To provide temporary power. Amend: Aug 12, 2022 change service amps 60 to 100 amps. | SUNSTONE ELECTRIC LTD
PP-2022-02684 | 2022-08-03 | 735 W 63RD AVENUE, Vancouver, BC V6P 2H1 | Plumbing Permit | Residential | New | Issued | Residential - 1FD+SS - #1 & #2 - 1 outside Sump without pump To construct a 2 storey one-family dwelling with a secondary suite located in the Basement/Cellar with a detached accessory building (garage) and 1 open parking at the rear providing 4 parking spaces, having vehicular access from the lane. Note: The entire building, INCLUDING THE ATTACHED GARAGE (if applicable), to be sprinklered to NFPA 13D 1. Covenant registered at the Land Title Office under CA9437575 2. No Strata Titling permitted 3. A/C proposed – Exterior component located in Rear, Interior component located in Second Floor. 4. No Bar sink | ON TIME EXCAVATING & DEMOLITION LTD
MP-2023-00034 | 2023-01-06 | 735 W 63RD AVENUE, Vancouver, BC V6P 2H1 | Mechanical Permit | NULL | NULL | Issued | NULL | Rain Coast Plumbing & Heating Ltd
EP-2022-10384 | 2023-01-05 | 735 W 63RD AVENUE, Vancouver, BC V6P 2H1 | Electrical Permit | Residential | New | Issued | Installation / Repair - Residential - Complete prewiring and finishing. Main service-200 amp House meter-150 amp Legal suite meter-100 amp To construct a 2 storey one-family dwelling with a secondary suite located in the Basement/Cellar with a detached accessory building (garage) and 1 open parking at the rear providing 4 parking spaces, having vehicular access from the lane. Note: The entire building, INCLUDING THE ATTACHED GARAGE (if applicable), to be sprinklered to NFPA 13D 1. Covenant registered at the Land Title Office under CA9437575 2. No Strata Titling permitted 3. A/C proposed – Exterior component located in Rear, Interior component located in Second Floor. 4. No Bar sink 5. Schedule B: (G.Bozsik) P.Eng (604.431.0055) Structural 6. Schedule B: (Z.Guan) P.Eng (778.868.5635) Geotechnical 7. HPO: Residential Builder- Liwa Enterprises Ltd Amend: Feb 10th, 2023 change main house meter amps 150 to 200 amps as I requested in load calculations | SUNSTONE ELECTRIC LTD
PP-2022-04020 | 2022-11-07 | 735 W 63RD AVENUE, Vancouver, BC V6P 2H1 | Plumbing Permit | Residential | New | Issued | Residential - Plumbing for new house To construct a 2 storey one-family dwelling with a secondary suite located in the Basement/Cellar with a detached accessory building (garage) and 1 open parking at the rear providing 4 parking spaces, having vehicular access from the lane. Note: The entire building, INCLUDING THE ATTACHED GARAGE (if applicable), to be sprinklered to NFPA 13D 1. Covenant registered at the Land Title Office under CA9437575 2. No Strata Titling permitted 3. A/C proposed – Exterior component located in Rear, Interior component located in Second Floor. 4. No Bar sink 5. Schedule B: (G.Bozsik) P.Eng (604.431.0055) Structural 6. Schedule B: (Z.Guan) P.Eng (778.868.5635) Geotechnical 7. HPO: Residential Builder- Liwa Enterprises Ltd | Rain Coast Plumbing & Heating Ltd
EP-2023-01395 | 2023-02-17 | 735 W 63RD AVENUE, Vancouver, BC V6P 2H1 | Electrical Permit | Residential | New | Issued | Installation / Repair - Residential - Alarm system, TV/TEL/Data, Intercom, Security cameras, vacuum system, 6 speaker wires >BP: To construct a 2 storey one-family dwelling with a secondary suite located in the Basement/Cellar with a detached accessory building (garage) and 1 open parking at the rear providing 4 parking spaces, having vehicular access from the lane. Note: The entire building, INCLUDING THE ATTACHED GARAGE (if applicable), to be sprinklered to NFPA 13D 1. Covenant registered at the Land Title Office under CA9437575 2. No Strata Titling permitted 3. A/C proposed – Exterior component located in Rear, Interior component located in Second Floor. 4. No Bar sink 5. Schedule B: (G.Bozsik) P.Eng (604.431.0055) Structural 6. Schedule B: (Z.Guan) P.Eng (778.868.5635) Geotechnical 7. HPO: Residential Builder- Liwa Enterprises Ltd | T S C Security Services Ltd
GP-2023-00734 | 2023-03-03 | 735 W 63RD AVENUE, Vancouver, BC V6P 2H1 | Gas Permit | Residential | New | Issued | Residential - 1FD+SS - #1 & #2 - To install boiler 2 range BBQ fireplace (PIPING ONLY) There is piping for fireplace BBQ >DB: To construct a 2 storey one-family dwelling with a secondary suite located in the Basement/Cellar with a detached accessory building (garage) and 1 open parking at the rear providing 4 parking spaces, having vehicular access from the lane. Note: The entire building, INCLUDING THE ATTACHED GARAGE (if applicable), to be sprinklered to NFPA 13D 1. Covenant registered at the Land Title Office under CA9437575 2. No Strata Titling permitted 3. A/C proposed – Exterior component located in Rear, Interior component located in Second Floor. 4. No Bar sink AMEND: APR 20/2023 Please change permit fireplace complete. Now I the permit piping only | JOT MECHANICAL LTD
NULL | NULL | 735 W 63RD AVENUE, Vancouver, BC V6P 2H1 | Mechanical Permit | NULL | NULL | Draft | NULL | NULL
SP-2023-00613 | 2023-04-11 | 735 W 63RD AVENUE, Vancouver, BC V6P 2H1 | Sprinkler Permit | Residential | New | Issued | Residential - 1FD+SS - #1 & #2 - NEW SPRINKLER INSTALLATION >DB: To construct a 2 storey one-family dwelling with a secondary suite located in the Basement/Cellar with a detached accessory building (garage) and 1 open parking at the rear providing 4 parking spaces, having vehicular access from the lane. Note: The entire building, INCLUDING THE ATTACHED GARAGE (if applicable), to be sprinklered to NFPA 13D 1. Covenant registered at the Land Title Office under CA9437575 2. No Strata Titling permitted 3. A/C proposed – Exterior component located in Rear, Interior component located in Second Floor. 4. No Bar sink | Real Tech Fire Protection Ltd
EP-2022-07596 | 2022-09-09 | 748 W 63RD AVENUE, Vancouver, BC V6P 2G9 | Electrical Permit | Residential | Renovation | Completed | Installation / Repair - Residential - upgrade the service from 100 to 200amp; add one 40 amp.EV car charger @ garage. | Tadco Electric Ltd
GP-2022-00461 | 2022-02-11 | 749 W 63RD AVENUE, Vancouver, BC V6P 2H1 | Gas Permit | Residential | Renovation | Completed | Residential - Re&Re Furnace BTU: 60.000 | Milani Plumbing Heating & Air Conditioning Ltd
GP-2023-03550 | 2023-11-15 | 749 W 63RD AVENUE, Vancouver, BC V6P 2H1 | Gas Permit | Residential | Renovation | Completed | Residential - RE&RE hot water tank | Milani Plumbing Heating & Air Conditioning Ltd
EP-2022-09832 | 2022-11-21 | 766 W 64TH AVENUE, Vancouver, BC V6P 2L3 | Electrical Permit | Residential | New | Expired | Temporary Power - Residential - To provide temporary power. | H.L. ELECTRICAL LTD
PP-2022-04465 | 2022-12-14 | 766 W 64TH AVENUE, Vancouver, BC V6P 2L3 | Plumbing Permit | Residential | New | Completed | Residential - Sump | Nihal Excavating & Landscaping Ltd
EP-2023-01762 | 2023-03-06 | 766 W 64TH AVENUE, Vancouver, BC V6P 2L3 | Electrical Permit | Residential | New | Completed | Installation / Repair - Residential - 200 amp main service 125 amp for each unit All wiring and finishing of duplex house >BP: To construct a 2 storey two-family dwelling with 2 secondary suites located in the Basement ($929,500) with a detached accessory building (garage) and 2 open parking at the rear providing 4 parking spaces, having vehicular access from the lane. Note: The entire building, INCLUDING THE ATTACHED GARAGE (if applicable), to be sprinklered to 2 x NFPA 13D 1. Covenant registered at the Land Title Office under CB188783-CB188784 2. A/C proposed – Exterior component located in rear, Interior component located in Second Floor. 3. Schedule B: (J.J.S. Hui) P.Eng (778.319.3403) Structural & Geotechnical 4. HPO: Residential Builder- Bahia Construction Ltd Note: This is a 2 storey building pursuant to the Zoning and Development By-Law | H.L. ELECTRICAL LTD
GP-2023-00799 | 2023-03-08 | 766 W 64TH AVENUE, Vancouver, BC V6P 2L3 | Gas Permit | Residential | New | Completed | Residential - To install 2 boiler 2 range 2 BBQ There is pipping for 2 BBQ >BP: To construct a 2 storey two-family dwelling with 2 secondary suites located in the Basement ($929,500) with a detached accessory building (garage) and 2 open parking at the rear providing 4 parking spaces, having vehicular access from the lane. | JOT MECHANICAL LTD
EP-2023-02000 | 2023-03-08 | 766 W 64TH AVENUE, Vancouver, BC V6P 2L3 | Electrical Permit | Residential | New | Completed | Installation / Repair - Residential - Security alarm, tv cables, telephone, data cables and door chime >BP: To construct a 2 storey two-family dwelling with 2 secondary suites located in the Basement with a detached accessory building (garage) and 2 open parking at the rear providing 4 parking spaces, having vehicular access from the lane. Note: The entire building, INCLUDING THE ATTACHED GARAGE (if applicable), to be sprinklered to 2 x NFPA 13D 1. Covenant registered at the Land Title Office under CB188783-CB188784 2. A/C proposed – Exterior component located in rear, Interior component located in Second Floor. 3. Schedule B: (J.J.S. Hui) P.Eng (778.319.3403) Structural & Geotechnical 4. HPO: Residential Builder- Bahia Construction Ltd | A B L SECURITY SYSTEMS LTD.
SP-2023-00426 | 2023-03-13 | 766 W 64TH AVENUE, Vancouver, BC V6P 2L3 | Sprinkler Permit | Residential | New | Completed | Residential - DUPLEX WITH NEW SPRINKLERS >BP: To construct a 2 storey two-family dwelling with 2 secondary suites located in the Basement with a detached accessory building (garage) and 2 open parking at the rear providing 4 parking spaces, having vehicular access from the lane. Note: The entire building, INCLUDING THE ATTACHED GARAGE (if applicable), to be sprinklered to 2 x NFPA 13D | BC Fire Sprinklers Ltd
PP-2023-00379 | 2023-02-03 | 766 W 64TH AVENUE, Vancouver, BC V6P 2L3 | Plumbing Permit | Residential | New | Completed | Residential - 2FD+2SS - EAST - 766 W 64TH AV - #1 & #2 WEST - 768 W 64TH AV - #1 & #2 Plumbing and heating >DB: To construct a 2 storey two-family dwelling with 2 secondary suites located in the Basement with a detached accessory building (garage) and 2 open parking at the rear providing 4 parking spaces, having vehicular access from the lane. Note: The entire building, INCLUDING THE ATTACHED GARAGE (if applicable), to be sprinklered to 2 x NFPA 13D 1. Covenant registered at the Land Title Office under CB188783-CB188784 2. A/C proposed – Exterior component located in rear, Interior component located in Second Floor. | Young Boys Mechanical Ltd
NULL | NULL | 766 W 64TH AVENUE, Vancouver, BC V6P 2L3 | Mechanical Permit | NULL | NULL | Draft | NULL | Young Boys Mechanical Ltd
MP-2023-00176 | 2023-02-08 | 766 W 64TH AVENUE, Vancouver, BC V6P 2L3 | Mechanical Permit | NULL | NULL | Completed | NULL | Young Boys Mechanical Ltd
GP-2022-03561 | 2022-11-16 | 775 W 64TH AVENUE, Vancouver, BC V6P 2L2 | Gas Permit | Residential | Renovation | Completed | Residential - replace a combi boiler | SUNFLOWER HOME SERVICE LTD
GP-2022-02031 | 2022-07-08 | 811 W 64TH AVENUE, Vancouver, BC V6P 2L5 | Gas Permit | Residential | Renovation | Completed | Residential - 30" K-aid Gas Cooktop | Han Appliances & Refrigeration Ltd
GP-2022-03969 | 2023-01-30 | 823 W 64TH AVENUE, Vancouver, BC V6P 2L5 | Gas Permit | Residential | Addition | Completed | Residential - Installation of (1) On Demand water heater >To alter the exterior and interior of the existing 2-storey one-family dwelling building to provide improvements. Scope of work includes a new rear landing with stairs. | KEARNS MECHANICAL
NULL | NULL | 823 W 64TH AVENUE, Vancouver, BC V6P 2L5 | Plumbing Permit | Commercial | Renovation | Draft | Commercial - installation of 1 On demand water heater | KEARNS MECHANICAL
GP-2022-03875 | 2023-05-15 | 823 W 64TH AVENUE, Vancouver, BC V6P 2L5 | Gas Permit | Residential | Addition | Completed | Residential - Install gas insert (fireplace) >To alter the exterior and interior of the existing 2-storey one-family dwelling building to provide improvements. Scope of work includes a new rear landing with stairs. | ROD MACBETH DBA: THE FIREPLACE GUY
PP-2023-01461 | 2023-04-26 | 823 W 64TH AVENUE, Vancouver, BC V6P 2L5 | Plumbing Permit | Residential | Renovation | Completed | Residential - new bathroom in basement >BP: To alter the exterior and interior of the existing 2-storey one-family dwelling building to provide improvements. Scope of work includes a new rear landing with stairs. | KEARNS MECHANICAL
EP-2023-04753 | 2023-06-06 | 823 W 64TH AVENUE, Vancouver, BC V6P 2L5 | Electrical Permit | Residential | New | Completed | Installation / Repair - Residential - first floor -Basement floor is being finished, we are adding pot lights, plugs, switches and a bathroom fan. -reference: CF-2022-009286 >BP: To alter the exterior and interior of the existing 2-storey one-family dwelling building to provide improvements. Scope of work includes a new rear landing with stairs. | Roop Electric Co Ltd
GP-2023-01796 | NULL | 823 W 64TH AVENUE, Vancouver, BC V6P 2L5 | Gas Permit | Residential | Renovation | Cancelled | Residential - New On Demand water heater | KEARNS MECHANICAL
MP-2023-01433 | 2023-08-04 | 82 W 63RD AVENUE, Vancouver, BC V5X 2H6 | Mechanical Permit | NULL | NULL | Completed | NULL | Vector Home Services Inc
EP-2022-10740 | 2022-12-22 | 82 W 63RD AVENUE, Vancouver, BC V5X 2H6 | Electrical Permit | Residential | Renovation - Dwelling Unit(s) only | Completed | Installation / Repair - Residential - renovation for a single family house, work scope includes: - adding and moving some receptacles, switches, & lighting fixtures. - adding a microwave in the kitchen - wiring for a new washroom on the second floor - wiring and installation for the camera and data systems - wiring only for the alarm system (no installation) >BP: Exterior and interior alterations to this existing One-Family Dwelling on this site. Scope of work include: - interior layout changes on main floor to convert existing family room to a bedroom, remove existing gas fireplace, renovate kitchen and bathroom. - convert the 2nd floor bedrooms to an ensuite and walk-in closet and minor interior layout changes to closet location and renovate bathroom. - in-fill existing window opening on 2nd floor to provide a new window on the east façade. ******THIS PERMIT HAS BEEN REVIEWED & ISSUED UNDER THE REQUIREMENTS OF VBBL 2019 AND AMENDMENT EFFECTIVE JUNE 1ST, 2021. ******** Building Review Branch Notes: 1. Part 11 upgrades - 'Renovation' per Table 11.2.1.4.(1) and Table 11.2.1.4.(2). 2. Struct. B is submitted. | Vanflow Electrical Ltd
PP-2022-04307 | 2022-12-20 | 82 W 63RD AVENUE, Vancouver, BC V5X 2H6 | Plumbing Permit | Residential | Renovation | Completed | Residential - Replace the main floor & upper fixtures. >BP: Exterior and interior alterations to this existing One-Family Dwelling on this site. Scope of work include: - interior layout changes on main floor to convert existing family room to a bedroom, remove existing gas fireplace, renovate kitchen and bathroom. - convert the 2nd floor bedrooms to an ensuite and walk-in closet and minor interior layout changes to closet location and renovate bathroom. - in-fill existing window opening on 2nd floor to provide a new window on the east façade. ******THIS PERMIT HAS BEEN REVIEWED & ISSUED UNDER THE REQUIREMENTS OF VBBL 2019 AND AMENDMENT EFFECTIVE JUNE 1ST, 2021. ******** | JMC Plumbing & Heating Ltd
EP-2023-10147 | 2023-11-08 | 115 W 63RD AVENUE, Vancouver, BC V5X 2H7 | Electrical Permit | Residential | New | Issued | Temporary Power - Residential - To provide temporary power. | SINTEC ELECTRIC LTD.
EP-2022-05170 | 2022-10-03 | 1070 W 7TH AVENUE, Vancouver, BC V6H 1B3 | Electrical Permit | Commercial | Addition | Completed | Installation / Repair - Commercial - Installation of Level 2 EV infrastructure for 20 parking stalls and the installation of 10 chargers. The chargers are UNICO and we are installing an EVEMS. Installation is as per the EV ready plan. Amend: Oct 24, 2022 We need to include a new service for hydro to install a new 3phase meter. The main service is 600A 120/208V 3phase. the new meter is for an upgraded house panel that would be 100A 120/208V 3phase. | Hall Electrical Ltd
GP-2023-00103 | 2023-01-10 | 1081 W 7TH AVENUE, Vancouver, BC V6H 1B2 | Gas Permit | Residential | Renovation | Completed | Residential - Re&re Boiler | Milani Plumbing Heating & Air Conditioning Ltd
EP-2023-06209 | NULL | 1081 W 7TH AVENUE, Vancouver, BC V6H 1B2 | Electrical Permit | Residential | New | Withdrawn | Installation / Repair - Residential - Installation of the security system | ADT Security Services Canada Inc
EP-2023-05750 | 2023-06-27 | 1081 W 7TH AVENUE, Vancouver, BC V6H 1B2 | Electrical Permit | Residential | Addition | Issued | Installation / Repair - Residential - Installation of security system | ADT Security Services Canada Inc
EP-2023-05837 | 2023-06-28 | 550 W 6TH AVENUE, Vancouver, BC V5Z 1A1 | Electrical Permit | Commercial | Tenant Improvement | Completed | Installation / Repair - Commercial - Demo and new power, lights and lighting control for washroom renovation. >BP: Interior alterations to provide improvements to the washrooms on the ground, 2nd to 5th floors for this General Office tenant of this commercial building on this site. OK for Field Review per W.Wong, May 20, 2021 Letters of assurance submitted by: Patrick (Xu) Yang, 604-558-3064, Registered Architect, Schedule A, Architectual Schedule B. Patrick Krzesinski, 604-986-4128, P.Eng, Electrical Schedule B. Mark Yeung, 604-559-8809, P.Eng, mechanical and Plumbing Schedule B. Energy requirements: E2 - Lighting - Upgrade to incorporate Automatic Full OFF (per 9.4.1.1.(h) of ASHRAE 90.1-2016A Sprinkler Permit Not Required per District Building Inspector. | Mott Electric General Partnership
PP-2023-02635 | 2023-07-26 | 550 W 6TH AVENUE, Vancouver, BC V5Z 1A1 | Plumbing Permit | Commercial | Tenant Improvement | Completed | Commercial - Fixtures >BP: Interior alterations to provide improvements to the washrooms on the ground, 2nd to 5th floors for this General Office tenant of this commercial building on this site. | DAVIDSON BROS MECHANICAL CONTRACTORS
EP-2023-00028 | 2023-01-04 | 550 W 6TH AVENUE, Vancouver, BC V5Z 1A1 | Electrical Permit | Commercial | New | Expired | Annual / Operating - Misc electrical work throughout Expired EP-2022-00139 Valid January 11th, 2023 until January 10th, 2024 | Mott Electric General Partnership
SP-2023-01505 | 2023-08-21 | 550 W 6TH AVENUE, Vancouver, BC V5Z 1A1 | Sprinkler Permit | Commercial | Tenant Improvement | Completed | Commercial - relocate/replace sprinklers >BP: Interior alterations to provide improvements to the washrooms on the ground, 2nd to 5th floors for this General Office tenant of this commercial building on this site. *****This application does not include any of the following: 1. Not more than 20 sprinklers (add, relocate, or remove), 2. hydraulic calculations, 3. change in occupancy and /or hazard classification, 4. warehouse storage arrangements, 5. mobile compact storage arrangements, 6. alternative solutions, 7. changes to the sprinkler system supply piping (e.g. valves, mains, cross-mains, branch-lines, etc.), or 8. flexible sprinkler pipe. | Gisborne Industrial Construction Ltd
EP-2024-00029 | 2024-01-03 | 550 W 6TH AVENUE, Vancouver, BC V5Z 1A1 | Electrical Permit | Commercial | NULL | Issued | Annual / Operating - Misc electrical work throughout Renewal of EP-2023-00028 Valid January 11, 2024 until January 10, 2025 | Mott Electric General Partnership
EP-2022-00139 | 2022-01-11 | 550 W 6TH AVENUE, Vancouver, BC V5Z 1A1 | Electrical Permit | Commercial | NULL | Expired | Annual / Operating - Misc electrical work throughout Renewal of EP-2021-00181 VALID JANUARY 11/2022 TIL JANUARY 10/2023 | Mott Electric General Partnership
EP-2023-09367 | 2023-10-17 | 1214 W 7TH AVENUE, Vancouver, BC V6H 1B6 | Electrical Permit | Commercial | Addition | Completed | Installation / Repair - Commercial - Installation of EV Infrastructure: (4) Wall Mounted EVduty-40 (30A) Smart-Pro hardwired electric vehicle charging station, 25 ft cord; (1) 120/208-volt 100-amp 3 phase sub-service feeder; (1) 120/208-volt 100-amp 3 phase 4-wire distribution panelboard in the electrical room for the Electric Vehicle (“EV”) Charging circuits, complete with circuit breakers required for EV charging; (3) 208-volt 40-amp circuits based on a 4 to 1 circuit sharing configuration to ensure up to 12 parking stalls are made EV Ready. | Cielo Electric Ltd
EP-2022-09228 | 2022-12-13 | 3655 W 7TH AVENUE, Vancouver, BC V6R 1W5 | Electrical Permit | Residential | Renovation | Completed | Installation / Repair - Residential - Install #8/2 RW90 to outdoor disconnect for heat pump Install 40amp 2pole breaker Re MP-2022-00617 AMEND: JAN 27/2023 LOAD CALCULATIONS UPLOADED | York Electrical Ltd
EP-2022-01957 | 2022-07-06 | 307 W BROADWAY, Vancouver, BC V5Y 1P8 | Electrical Permit | Commercial | Addition | Completed | Installation / Repair - Commercial - Relocate and install panic buttons. No mag locks These are panics that were added to an existing panic system #100 & #300 Amend: July 27, 2022 Installation of 8 cameras-Value amendment to $2000.00 to this application | PALADIN TECHNOLOGIES INC
PP-2022-04363 | 2022-12-12 | 307 W BROADWAY, Vancouver, BC V5Y 1P8 | Plumbing Permit | Commercial | Renovation | Completed | Commercial - Renovating two office bathrooms, Adding automatic flush valve Toilets and urinals. Also providing new water feeds for adequate fixture load. >>NOTE: Any Structural work may require a building permit. | J & L Ferda Electrical and Plumbing
PP-2022-02908 | 2022-08-25 | 388 W 8TH AVENUE, Vancouver, BC | Plumbing Permit | Commercial | New | Completed | Commercial - install a INSIDE backflow >BU: Interior alterations to provide improvements to the existing wholesale class A tenant in unit at 390 W 8th Av in the existing commercial building on the site. Scope of work includes removal of stairs and mezzanine previously installed without permit, adding a storage space of appro. 1288 ft as an ancillary use. | Across Town Plumbing & Heating (2017) Ltd
EP-2023-09654 | 2023-11-06 | 428 W 8TH AVENUE, Vancouver, BC V5Y 1N9 | Electrical Permit | Commercial | Addition | Completed | Installation / Repair - Commercial - Installing EV Charger on Existing Infrastructure Stall is already Pre-Wired, and Site is Managed by SWTCH Energy We are not changing the Load at all, nor adding a circuit. The Charger is going on an existing circuit, that has already be designed, installed, and designated for EV Charging. Whoever installed that circuit would have already submitted a Load Calculation, no? | TCA Industries Ltd
EP-2022-09565 | 2022-11-21 | 480 W 8TH AVENUE, Vancouver, BC V5Y 1N9 | Electrical Permit | Commercial | Tenant Improvement | Completed | Installation / Repair - Commercial - Replace lighting contactor that is failing | Grimes & White Electrical Services Ltd.
EP-2022-06950 | 2022-08-18 | 555 W 8TH AVENUE, Vancouver, BC V5Z 1C6 | Electrical Permit | Commercial | Tenant Improvement | Completed | Installation / Repair - Commercial - Relocation of existing branch circuits. >BP: #500 - 5th Floor Interior alterations to convert a room into a conference room to this existing office tenant on the 5th floor (#500) of this existing commercial building on this site. Scope of Work: Demolish interior walls, remove doors, card reader, new glazed panel, new paint and electrical work. TENANT: City of Vancouver | Action Electric Ltd
EP-2022-03182 | 2022-04-21 | 575 W 8TH AVENUE, Vancouver, BC | Electrical Permit | Commercial | Tenant Improvement | Completed | Installation / Repair - Commercial - Access control (low voltage), relocating light switch to allow for glazing >BP: Interior alterations to provide security improvements to this existing office tenant in this existing commercial building on this site. Scope of work includes: installation of a new glass wall, new doors, and removal of doors. Letters of assurance submitted: Sch A (Arch): Jiang Zhu, Architect, 604.696.8252. Sch B (Arch): Jiang Zhu, Architect, 604.696.8252. OK for field review as per Rosa Astorino - Sept 16, 2021 | Centre Electric Ltd
PP-2022-03824 | NULL | 110 W 7TH AVENUE, Vancouver, BC V5Y 1L7 | Plumbing Permit | Commercial | Renovation | Draft | Commercial - Installation of prv valve cew1589480. | Water Design-COV - Paolo Bandiera
EP-2022-09530 | 2022-11-10 | 123 W 7TH AVENUE, Vancouver, BC V5Y 1L8 | Electrical Permit | Commercial | Tenant Improvement | Completed | Installation / Repair - Commercial - RID: 159315 RE & RE of ductless split in 1Down server room Retrofit - Like for like exact appliance replacement. Service remained the same, breaker & electrical feed confirmed to be originally sized properly. Equipment will be replaced in the same location as existing the unit. No change in equipment capacity or fuel. | Haakon Industries (Canada) Ltd.
EP-2022-09507 | 2022-11-10 | 123 W 7TH AVENUE, Vancouver, BC V5Y 1L8 | Electrical Permit | Commercial | Tenant Improvement | Completed | Installation / Repair - Commercial - Replace mini split AC system - like for like replacement. | Haakon Industries (Canada) Ltd.
EP-2022-10156 | 2022-12-01 | 123 W 7TH AVENUE, Vancouver, BC V5Y 1L8 | Electrical Permit | Commercial | Tenant Improvement | Completed | Installation / Repair - Commercial - RE & RE Washroom exhaust fan. Retrofit - Like for like exact appliance replacement. Service remained the same, breaker amp; electrical feed confirmed to be originally sized properly. Equipment will be replaced in the same location as the existing unit. March 2/2023-AMEND -to change FSR to Bradley Hill-CEL000255887-FSR Class B | Haakon Industries (Canada) Ltd.
EP-2022-07268 | 2022-08-29 | 123 W 7TH AVENUE, Vancouver, BC V5Y 1L8 | Electrical Permit | Commercial | New | Expired | Annual / Operating - Annual Operating permit for commercial mixed use property | Centre Electric Ltd
EP-2022-05887 | 2022-07-13 | 123 W 7TH AVENUE, Vancouver, BC V5Y 1L8 | Electrical Permit | Commercial | Tenant Improvement | Completed | Installation / Repair - Commercial - RE & RE of ductless split cooling system . Retrofit - Like for like exact appliance replacement. Service remained the same, breaker & electrical feed confirmed to be originally sized properly. Equipment will be replaced in the same location as existing unit. | Haakon Industries (Canada) Ltd.
EP-2023-08445 | 2023-09-19 | 123 W 7TH AVENUE, Vancouver, BC V5Y 1L8 | Electrical Permit | Commercial | New | Issued | Annual / Operating - Annual Operating permit for commercial mixed use property Renewal of EP-2022-07268 Valid: Aug 29, 2023 to Aug 28, 2024 | Centre Electric Ltd
EP-2022-09170 | 2022-11-02 | 169 W 7TH AVENUE, Vancouver, BC V5Y 1L8 | Electrical Permit | Commercial | NULL | Expired | Annual / Operating - The electrical equipment maintained for emergency service; the electrical equipment requires regular maintenance: a. fire alarm system, c. radio antenna system as per the Vancouver Fire and Building By-laws, d. fire signal receiving centre & system, signal to fire department as per the VBBL, e. life safety and fire protection systems as per the VBBL Alternative Solution, f. smoke control & smoke venting equipment, Fire system maintenance on all floors: Basement, Main level, Top level and roof 167 W 7th Av - 2nd storey (office shell space) 169 W 7th Av - lobby entrance, basement & 1st storey Renewal of EP-2021-07485 VALID: OCT 8, 2022 TO OCT 7, 2023 | Reliable Electrical Contracting Ltd
EP-2023-03100 | 2023-04-17 | 177 W 7TH AVENUE, Vancouver, BC V5Y 1L8 | Electrical Permit | Commercial | Addition | Completed | Installation / Repair - Commercial - Installation of hybrid addressable and conventional Fire Alarm Control Panel. Replace existing and utilize existing circuitry. Class A circuitry to be run for new devices. Verification by Community Fire Prevention. See fire alarm scope of drawings attached. Installation of 2 pre action agent releasing systems in L3 and L4 communications rooms. Releasing systems to be monitored by base building fire alarm system. >BP: This is for the base building work related to DB-2021-00745 (for 2nd floor TI work) for the entire building upgrade for the interior and exterior alterations with a change of major occupancy exceeding 5-year cumulative limit for levels 2, 3 and 4. The agreed upgrade level for the base building is F3+, S3, N3, A2, E3. (Entire building to be sprinklered.) VBBL-2019 - Reviewed during 2020/21 pandemic. | Wireway Electric Ltd
EP-2023-02421 | 2023-03-22 | 177 W 7TH AVENUE, Vancouver, BC V5Y 1L8 | Electrical Permit | Commercial | Renovation | Completed | Installation / Repair - Commercial - Update the existing Elevator Lobby lighting fixtures with dimmers Update the existing Emergency Battery Packs, Remote Heads, and Exits Provide one Baseboard heater with a tamper-proofed Thermostat No fire alarm work, excluded from our scope of work! >BP: This is for the base building work related to DB-2021-00745 (for 2nd floor TI work) for the entire building upgrade for the interior and exterior alterations with a change of major occupancy exceeding 5 year cumulative limit for levels 2, 3 and 4. The agreed upgrade level for the base building is F3+, S3, N3, A2, E3. (Entire building to be sprinklered.) VBBL-2019 - Reviewed during 2020/21 pandemic. | Mott Electric General Partnership
EP-2023-01087 | 2023-02-08 | 177 W 7TH AVENUE, Vancouver, BC V5Y 1L8 | Electrical Permit | Commercial | Tenant Improvement | Completed | Installation / Repair - Commercial - Disconnect existing 100Amp. 3 phase service to 4th. floor and replace with a 200Amp. service c/w new 200Amp. panel | Marcel Electric Inc
SP-2021-00995 | 2023-03-01 | 177 W 7TH AVENUE, Vancouver, BC V5Y 1L8 | Sprinkler Permit | Commercial | New | Completed | Commercial - For the installation of a new sprinkler system on Levels 1 to 4 in this existing 4 storey building to the 2019 VBBL, NFPA 13, 2013 and NFPA 14, 2013; plus, the upgrade of the existing sprinkler in the the basement to meet the 2019 VBBL, NFPA 13, 2013 and NFPA 14, 2013. This sprinkler permit is for the base building work for the entire building upgrade for the interior and exterior alterations with a change of major occupancy; and, tenant improvements to the 2nd floor including the change of major occupancy from Production Studio (F2) . The agreed upgrade level for the base building is F3+, S3, N3, A2, E3. (Entire building to be sprinklered.) This sprinkler covers the work under both of the related Building Permits: 1. BP-2021-02773 - Base Building. 2. DB-2021-00745 - Tenant Improvement for Level 2. This application does not include any of the following: • Mobile compact storage arrangements. • Flexible sprinkler pipe. • New alternative solutions and/or modifications to existing alternative solutions. Notes: 1. Fire Suppression System Engineer of Record Mr. Ryan Pavey, P.Eng. of Cardinal Engineering Ltd. T: 604 605 0606. E: pavey@cardinalfire.ca. 2. One set of approved drawings and permit to be available for viewing at the jobsite. *** Per the Letter dated March 3, 2022 from Mr Ryan Pavey P.Eng. - Levels 3 & 4 are described as Group F2-Production Studio. There are no sound stages, platforms or ceiling sets that might obstruct sprinkler discharge, beyond the t-bar ceiling grids that are shown in the perimeter ancillary office spaces. The production studio work within the space is limited to mostly “desktop-type” computer-generated production by the building constraints. The sprinkler design as “Light Hazard” is reflective of the current operational use of the space, as there are no hazardous materials or manufacturing processes occurring within the space. *** | Active Fire & Safety Services Ltd
EP-2022-06853 | 2022-08-16 | 766 W 63RD AVENUE, Vancouver, BC V6P 2G9 | Electrical Permit | Residential | Addition | Completed | Installation / Repair - Residential - Main service 125 amp underground service change house to laneway. | Quick Electrical Ltd
GP-2023-01265 | 2023-04-19 | 772 W 63RD AVENUE, Vancouver, BC V6P 2G9 | Gas Permit | Residential | Addition | Completed | Residential - RUN A GAS LINE FOR THE BBQ | Hillcrest Plumbing & Heating (1967) Ltd
MP-2023-00144 | 2023-03-02 | 785 W 63RD AVENUE, Vancouver, BC V6P 2H1 | Mechanical Permit | NULL | NULL | Completed | NULL | House Smart Home Improvements Ltd
NULL | NULL | 785 W 63RD AVENUE, Vancouver, BC V6P 2H1 | Mechanical Permit | NULL | NULL | Withdrawn | NULL | House Smart Home Improvements Ltd
NULL | NULL | 785 W 63RD AVENUE, Vancouver, BC V6P 2H1 | Mechanical Permit | NULL | NULL | Withdrawn | NULL | House Smart Home Improvements Ltd
GP-2023-01106 | 2023-03-30 | 788 W 63RD AVENUE, Vancouver, BC V6P 2G9 | Gas Permit | Residential | Renovation | Completed | Residential - Re & re boiler replacement | BCRC Plumbing and Heating Ltd
GP-2022-03294 | 2022-10-26 | 789 W 63RD AVENUE, Vancouver, BC V6P 2H1 | Gas Permit | Residential | Renovation | Completed | Residential - Re & Re Boiler Will be upgrading boiler to gas efficient Navien-Combi Boiler | Superstar Plumbing Heating & Sprinkler Supplies Ltd
EP-2024-00570 | 2024-01-22 | 804 W 63RD AVENUE, Vancouver, BC V6P 2H2 | Electrical Permit | Residential | New | Issued | Temporary Power - Residential - To provide temporary power. | Prabhjot Singh Battu
GP-2022-00813 | 2022-03-14 | 823 W 63RD AVENUE, Vancouver, BC V6P 2H3 | Gas Permit | Residential | Renovation | Completed | Residential - re and re furnace | Lambert Plumbing & Heating Ltd
GP-2022-02406 | 2022-08-15 | 2091 W 61ST AVENUE, Vancouver, BC V6P 2C6 | Gas Permit | Residential | Tenant Improvement | Completed | Residential - Re Re Furnace | Moore & Russell Heating Ltd
MP-2022-00076 | 2022-08-04 | 2091 W 61ST AVENUE, Vancouver, BC V6P 2C6 | Mechanical Permit | NULL | NULL | Completed | NULL | Moore And Russell Heating And Air Conditioning Ltd
EP-2022-06532 | 2022-08-04 | 2091 W 61ST AVENUE, Vancouver, BC V6P 2C6 | Electrical Permit | Residential | Tenant Improvement | Completed | Installation / Repair - Residential - No change to existing service Electrical installation for heat pump BP not required Mechanical permit to be obtained | Moore And Russell Heating And Air Conditioning Ltd
PP-2023-04268 | 2024-02-01 | 1503 W 61ST AVENUE, Vancouver, BC V6P 2B9 | Plumbing Permit | Commercial | New | Issued | Commercial - To construct a four-storey multiple dwelling, containing a total of four dwelling units >BP: To construct a four-storey multiple dwelling, containing a total of four dwelling units, all over one level of underground parking providing a total of four of parking spaces having vehicular access lane. | Lucky Five Eight Plumbing & Heating Ltd
EP-2023-09530 | 2023-10-24 | 1503 W 61ST AVENUE, Vancouver, BC V6P 2B9 | Electrical Permit | Commercial | New | Issued | Temporary Power - Commercial - To provide temporary power. | Electra Power Solutions Ltd
EP-2022-05726 | NULL | 1583 W 61ST AVENUE, Vancouver, BC V6P 2B9 | Electrical Permit | Residential | Addition | Cancelled | Installation / Repair - Residential - New 100A overhead service for detached garage, mount and install new mast, overhead lines, guy wires. Supply and install new 100 amp meterbase and Siemens panel, supply and install 40 amp EV cricuit with no. 8/3 cu cable and 40 amp breaker. Supply and install 2 outdoor GFCI receptacles on garage exterior | MJR Electric Ltd
PP-2023-00788 | 2023-03-08 | 1618 W 61ST AVENUE, Vancouver, BC V6P 2C3 | Plumbing Permit | Residential | New | Completed | Residential - Install a Dual Check Valve Assembly for outdoor underground sprinklers >BP: To construct a 2 storey + basement one-family dwelling with a detached accessory building (garage), at the rear providing 4 parking spaces, having vehicular access from the lane. *****building to be Sprinkled to NFPA 13D per 3.2.5.12.(3)(d)***** Note: This is a 2 storey building pursuant to the Zoning and Development By-Law 1- A/C unit proposed in basement 2- 8’ bar sink proposed in basement 3- Structural schedule B: Chungmo Chung (604.469.3723) 4- Geotechnical schedule B: Blain Good (604.803.5338) 5- HPO: Corbel Investments Ltd. | NEW LEAF IRRIGATION INC
GP-2022-02118 | 2022-07-29 | 1645 W 61ST AVENUE, Vancouver, BC V6P 2C2 | Gas Permit | Residential | Addition | Completed | Residential - Replacements of: 1 BOILER & 1 WATER HEATER | BC Care Heating Services Ltd
GP-2023-00117 | 2023-01-11 | 1456 W 64TH AVENUE, Vancouver, BC V6P 2N4 | Gas Permit | Residential | Addition | Completed | Residential - re and re gas range | Christopher Sterling
PP-2022-01398 | 2022-04-26 | 1220 W 64TH AVENUE, Vancouver, BC V6P 2M8 | Plumbing Permit | Residential | Addition | Completed | Residential - 2FD+2SS - WEST UNIT - 1220 W 64TH AV -#1 & #2 EAST UNIT - 8003 SELKIRK ST -#1 & #2 Finishing work for plumbing - New Contractor To construct a 2 storey + cellar two-family dwelling with two secondary suite located in the basement/cellar with a detached accessory building (garage), at the rear providing 2 parking spaces, having vehicular access from the lane. Note: This is a 2 storey building pursuant to the Zoning and Development By-Law 1- Covenant registered at the Land Title Office under CA8652254 2- No strata titling permitted 3- No proposed bar sink 4- A/C unit proposed | Sun Light Plumbing And Heating Ltd
EP-2022-06119 | 2022-07-20 | 1291 W 64TH AVENUE, Vancouver, BC V6P 2M7 | Electrical Permit | Residential | Renovation | Expired | Temporary Power - Residential - To provide temporary power. | David Stein
EP-2023-01582 | 2023-02-24 | 1291 W 64TH AVENUE, Vancouver, BC V6P 2M7 | Electrical Permit | Residential | Addition | Completed | Installation / Repair - Residential - relocating the main service to the laneway house | David Stein
GP-2022-02084 | 2022-07-14 | 1328 W 64TH AVENUE, Vancouver, BC V6P 2N2 | Gas Permit | Residential | Tenant Improvement | Completed | Residential - Re Re Furnace | Moore & Russell Heating Ltd
MP-2022-00023 | 2022-07-14 | 1328 W 64TH AVENUE, Vancouver, BC V6P 2N2 | Mechanical Permit | NULL | NULL | Completed | NULL | Moore And Russell Heating And Air Conditioning Ltd
EP-2022-05836 | 2022-07-15 | 1328 W 64TH AVENUE, Vancouver, BC V6P 2N2 | Electrical Permit | Residential | Addition | Completed | Installation / Repair - Residential - Electrical install of the heat pump | Moore And Russell Heating And Air Conditioning Ltd
EP-2022-07606 | 2022-09-23 | 1244 W 7TH AVENUE, Vancouver, BC V6H 1B6 | Electrical Permit | Commercial | Renovation | Completed | Installation / Repair - Commercial - Installaton of 7 EV Chargers (Juicebox 32A) and 3 new branch circuits, EVSE is equipped with EVEMS capabiity to manage load and keep within available capacity on house panel and service. Upgrade house meter, breaker from 40A to 125A, and upgrade feeder cable to existing 125A rated house panel. | 0968458 BC Ltd DBA Relight Solutions
EP-2022-04848 | 2022-06-09 | 1385 W 8TH AVENUE, Vancouver, BC V6H 3V9 | Electrical Permit | Commercial | Tenant Improvement | Completed | Installation / Repair - Commercial - Install 9 plugs, 8 data, 2 switches >BP: Interior alterations to provide improvements for a new office tenant on the 6th floor (#610) in this existing commercial building on this site. Scope of work: remove/construct partition walls, doors, flooring, millwork, finishes, electrical and sprinkler work. TENANT: iCreative Service Inc. E2 - Retrofit Path: BOMA BESt (Path 1) - No Additional Upgrades Req'd Energy checklist is currently no longer required with your Building Permit (BP) application. Some supporting documents are still required at BP stage, specifically Envelope and HVAC, if applicable. Service Water Heating and Lighting supporting documents, if applicable, must be submitted with your related trades permits (e.g. electrical and plumbing). All energy upgrades will be checked during inspections stage. It is the applicant’s responsibility to identify and note all required upgrades including energy upgrades on their BP drawings at BP stage. | Blueline Electrical Services Ltd
EP-2022-00257 | 2022-01-14 | 1385 W 8TH AVENUE, Vancouver, BC V6H 3V9 | Electrical Permit | Commercial | NULL | Expired | Annual / Operating - Annual permit for maintenance purposes. RENEWAL FOR EP-2021-00172 VALID JAN 14/2022 TO JAN 13/2023 >>>>>>>> Amend: January 28th -valid expiry dates should be: January 22, 2022 - January 21, 2023 | Blueline Electrical Services Ltd
EP-2023-00307 | 2023-01-16 | 1385 W 8TH AVENUE, Vancouver, BC V6H 3V9 | Electrical Permit | Commercial | NULL | Expired | Annual / Operating - Annual permit for maintenance purposes. -Renewal for: EP-2022-00257 -Valid January 22, 2023 - January 21, 2024 | Blueline Electrical Services Ltd
EP-2023-00112 | 2023-01-09 | 1385 W 8TH AVENUE, Vancouver, BC V6H 3V9 | Electrical Permit | Commercial | Tenant Improvement | Completed | Installation / Repair - Commercial - Install 2 occ sensors, 7 duplex plugs, 16 data >BP: Unit #310 - 3rd Floor Interior alterations to provide improvements for this existing office tenant at office unit #310 on the 3rd floor of this commercial building on this site. OK for field review per Nehzat J., November 14, 2022. Scope of Work: - Construct new interior partition wall to alter layout for a new office. Demolish partition walls to create a new meeting room. Electrical and sprinkler work | Blueline Electrical Services Ltd
SP-2022-01903 | 2023-02-09 | 1385 W 8TH AVENUE, Vancouver, BC V6H 3V9 | Sprinkler Permit | Commercial | Tenant Improvement | Completed | Commercial - For sprinkler system alterations to the 2019 VBBL and NFPA 13, 2013 for the tenant improvements to provide interior alterations for improvements for a new office tenant on the 1st floor (#111) in this existing commercial building on this site. Scope of work: remove/construct partition walls, doors, ceiling work, millwork, finishes, lighting, electrical, plumbing, mechanical and sprinkler work. 1. This application does not include any of the following: • Warehouse storage arrangements, or mobile compact storage arrangements. • Changes to the sprinkler system supply piping (e.g. valves, mains, cross-mains, etc.). • Flexible sprinkler pipe. • New alternative solutions and/or modifications to existing alternative solutions. • Change in occupancy and/or hazard classification. Engineer of Record: Eric Cresswell 604-684-5995 ericcresswell@amegroup.ca | Battalion Fire Pro Corp
EP-2023-01581 | 2023-02-24 | 1385 W 8TH AVENUE, Vancouver, BC V6H 3V9 | Electrical Permit | Commercial | Tenant Improvement | Completed | Installation / Repair - Commercial - Supply/install lighting, lighting controls, emergency lights, receptacles, mechanical connections, fire alarm devices. >BP: Interior alterations to provide improvements for a new office tenant on the 1st floor (#111) in this existing commercial building on this site. Scope of work: remove/construct partition walls, doors, ceiling work, millwork, finishes, lighting, electrical, plumbing, mechanical and sprinkler work. TENANT: Gensler Architecture & Design Canada Inc. Revision #1: mechanical fan-coils and ductwork to remain in open office, existing T-Bar grid to be retained, changes to light fixtures and millwork. Feb. 13, 2023 mlh Letters of Assurance submitted by: Schedule A and Architectural Schedule B, Jason Santeford, Architect, ph: 604-334-4774 Plumbing and Mechanical Schedule B, Eric Cresswell, P.Eng., ph: 604-684-5995 Electrical Schedule B, Hyungryul (David) Joo, P.Eng., ph: 604-298-4858 Building Sprinklered - Separate sprinkler permit required for proposed sprinkler work. OK for Field Review per W. Wong September 29, 2022 E2 - Lighting - Upgrade to incorporate Scheduled Shutoff (per 9.4.1.1.(i) of ASHRAE 90.1-2016) Energy checklist is currently no longer required with your Building Permit (BP) application. Some supporting documents are still required at BP stage, specifically Envelope and HVAC, if applicable. Service Water Heating and Lighting supporting documents, if applicable, must be submitted with your related trades permits (e.g. electrical and plumbing). All energy upgrades will be checked during inspections stage. It is the applicant's responsibility to identify and note all required upgrades including energy upgrades on their BP drawings at BP stage. | Blueline Electrical Services Ltd
PP-2023-00674 | 2023-02-28 | 1385 W 8TH AVENUE, Vancouver, BC V6H 3V9 | Plumbing Permit | Commercial | Tenant Improvement | Completed | Commercial - • Demo of plumbing, as per drawings • Demo of ductwork & diffusers, as per drawings • Relocate VAVs, as per drawings • Supply & install (2) new VAVs • Supply & install exhaust fan • Supply & install split AC unit, piping & stand-alone thermostat • Supply & install sheet metal distribution • Air balancing • Relocate existing thermostats, as per drawings • Supply & install controls, by base building contractor Trane • Supply & install plumbing & plumbing fixtures o HWT-1 + Leak detection (stand-alone, no DDC monitoring) o SK-1 o (3) DCVA >BP: Interior alterations to provide improvements for a new office tenant on the 1st floor (#111) in this existing commercial building on this site. Scope of work: remove/construct partition walls, doors, ceiling work, millwork, finishes, lighting, electrical, plumbing, mechanical and sprinkler work. | SOMATIC HVAC SOLUTIONS LTD
SP-2023-00182 | 2023-02-01 | 1385 W 8TH AVENUE, Vancouver, BC V6H 3V9 | Sprinkler Permit | Commercial | Renovation | Completed | Commercial - new office room need sprinkler coverage >BP: Interior alterations to provide improvements for this existing office tenant at office unit #310 on the 3rd floor of this commercial building on this site. OK for field review per Nehzat J., November 14, 2022. Scope of Work: - Construct new interior partition wall to alter layout for a new office. Demolish partition walls to create a new meeting room. Electrical and sprinkler work *****This application does not include any of the following: 1. Not more than 20 sprinklers (add, relocate, or remove), 2. hydraulic calculations, 3. change in occupancy and /or hazard classification, 4. warehouse storage arrangements, 5. mobile compact storage arrangements, 6. alternative solutions, 7. changes to the sprinkler system supply piping (e.g. valves, mains, cross-mains, branch-lines, etc.), or 8. flexible sprinkler pipe. | Spectrum Fire Protection Ltd
EP-2023-03384 | 2023-04-19 | 1385 W 8TH AVENUE, Vancouver, BC V6H 3V9 | Electrical Permit | Commercial | New | Completed | Installation / Repair - Commercial - Voice & Data cabling >BP: #111 - 1st floor Interior alterations to provide improvements for a new office tenant on the 1st floor (#111) in this existing commercial building on this site. Scope of work: remove/construct partition walls, doors, ceiling work, millwork, finishes, lighting, electrical, plumbing, mechanical and sprinkler work. TENANT: Gensler Architecture & Design Canada Inc. Revision #1: mechanical fan-coils and ductwork to remain in open office, existing T-Bar grid to be retained, changes to light fixtures and millwork. Feb. 13, 2023 mlh | 4th Utility Inc
EP-2023-03524 | 2023-04-25 | 1385 W 8TH AVENUE, Vancouver, BC V6H 3V9 | Electrical Permit | Commercial | Tenant Improvement | Completed | Installation / Repair - Commercial - HVAC LV controls | Wolf Electric Ltd
NULL | NULL | 1385 W 8TH AVENUE, Vancouver, BC V6H 3V9 | Electrical Permit | Commercial | Tenant Improvement | Draft | Installation / Repair - Commercial - HVAC LV controls | Wolf Electric Ltd
EP-2023-03598 | 2023-07-12 | 1385 W 8TH AVENUE, Vancouver, BC V6H 3V9 | Electrical Permit | Commercial | New | Completed | Installation / Repair - Commercial - Access Control (No Maglocks) & CCTV. Site Contact - Anton Cobzev - 6047239045 >BP: #111 - 1st floor Interior alterations to provide improvements for a new office tenant on the 1st floor (#111) in this existing commercial building on this site. Scope of work: remove/construct partition walls, doors, ceiling work, millwork, finishes, lighting, electrical, plumbing, mechanical and sprinkler work. TENANT: Gensler Architecture & Design Canada Inc. | Paladin Technologies Inc
EP-2023-03485 | 2023-04-25 | 1385 W 8TH AVENUE, Vancouver, BC V6H 3V9 | Electrical Permit | Commercial | Tenant Improvement | Completed | Installation / Repair - Commercial - Low voltage wiring or data, audio cabling. NO MAGLOCKS Site Contact - Len Specht 239-9840193 >BP: Interior alterations to provide improvements for a new office tenant on the 1st floor (#111) in this existing commercial building on this site. Scope of work: remove/construct partition walls, doors, ceiling work, millwork, finishes, lighting, electrical, plumbing, mechanical and sprinkler work. TENANT: Gensler Architecture & Design Canada Inc. Revision #1: mechanical fan-coils and ductwork to remain in open office, existing T-Bar grid to be retained, changes to light fixtures and millwork. Feb. 13, 2023 mlh Letters of Assurance submitted by: Schedule A and Architectural Schedule B, Jason Santeford, Architect, ph: 604-334-4774 Plumbing and Mechanical Schedule B, Eric Cresswell, P.Eng., ph: 604-684-5995 Electrical Schedule B, Hyungryul (David) Joo, P.Eng., ph: 604-298-4858 Building Sprinklered - Separate sprinkler permit required for proposed sprinkler work. OK for Field Review per W. Wong September 29, 2022 E2 - Lighting - Upgrade to incorporate Scheduled Shutoff (per 9.4.1.1.(i) of ASHRAE 90.1-2016) Energy checklist is currently no longer required with your Building Permit (BP) application. Some supporting documents are still required at BP stage, specifically Envelope and HVAC, if applicable. Service Water Heating and Lighting supporting documents, if applicable, must be submitted with your related trades permits (e.g. electrical and plumbing). All energy upgrades will be checked during inspections stage. It is the applicant's responsibility to identify and note all required upgrades including energy upgrades on their BP drawings at BP stage. | Paladin Technologies Inc
NULL | NULL | 1385 W 8TH AVENUE, Vancouver, BC V6H 3V9 | Electrical Permit | Commercial | New | Withdrawn | Installation / Repair - Commercial - Low voltage wiring or data, audio cabling. NO MAGLOCKS Site Contact - Len Specht 239-9840193 | NULL
SP-2023-02221 | 2023-12-12 | 1385 W 8TH AVENUE, Vancouver, BC V6H 3V9 | Sprinkler Permit | Commercial | Renovation - Dwelling Unit(s) only | Completed | Commercial - SUITE #350 - 3RD FLOOR - add 2 new heads into new rooms, >BP: #350 - 3rd Floor Interior alterations to provide tenant improvement to a new tenant on the 3rd floor (#350) of this existing commercial building on site. Scope of work: Construct prefabricated office partitions, new bulkhead and electrical work. *****This application does not include any of the following: 1. Not more than 20 sprinklers (add, relocate, or remove), 2. hydraulic calculations, 3. change in occupancy and /or hazard classification, 4. warehouse storage arrangements, 5. mobile compact storage arrangements, 6. alternative solutions, 7. changes to the sprinkler system supply piping (e.g. valves, mains, cross-mains, branch-lines, etc.), or 8. flexible sprinkler pipe. | Five Star Fire Protection Ltd
EP-2023-11184 | 2023-12-20 | 1385 W 8TH AVENUE, Vancouver, BC V6H 3V9 | Electrical Permit | Commercial | Renovation | Completed | Installation / Repair - Commercial - Rework existing circuits for boiler. Install disconnects and ESD. ESD is the emergency shut down for the boiler. New boiler is 30A, 600V. Scope is to add the new ESD's, rework existing 600V boiler circuit for new boiler. | SOMATIC HVAC SOLUTIONS LTD
EP-2024-00019 | 2024-01-03 | 1385 W 8TH AVENUE, Vancouver, BC V6H 3V9 | Electrical Permit | Commercial | NULL | Issued | Annual / Operating - Annual permit for maintenance purposes -Renewal for: EP-2023-00307 -Valid January 22, 2024 - January 21, 2025 | Blueline Electrical Services Ltd
EP-2023-10682 | 2023-11-28 | 1401 W 8TH AVENUE, Vancouver, BC V6H 1C9 | Electrical Permit | Commercial | NULL | Issued | Annual / Operating - ANNUAL OPERATING PERMIT -renewal of EP-2022-07877 -Valid: Sept. 15, 2023 - Sept. 14, 2024 | Power Pros Electrical Ltd
EP-2022-10708 | 2022-12-20 | 1401 W 8TH AVENUE, Vancouver, BC V6H 1C9 | Electrical Permit | Commercial | Addition | Completed | Installation / Repair - Commercial - Access Control System upgrade -P2 Level Site Contact - Amir Hejazi - 604 922 9203 No Mag Locks | PALADIN TECHNOLOGIES INC
EP-2022-07877 | 2022-09-21 | 1401 W 8TH AVENUE, Vancouver, BC V6H 1C9 | Electrical Permit | Commercial | NULL | Expired | Annual / Operating - ANNUAL OPERATING PERMIT Valid: Sept 15, 2022 - Sept 14, 2023 Expired: EP-2021-06797 | Power Pros Electrical Ltd
EP-2023-09911 | 2023-11-09 | 1408 W 8TH AVENUE, Vancouver, BC V6H 1E1 | Electrical Permit | Commercial | Tenant Improvement | Completed | Installation / Repair - Commercial - #405 Installation of low voltage sound masking system >BP: #405 - 4th floor Interior alterations to provide improvements to unit #405 for an health care office in this existing mixed use building on this site. Scope of work includes new walls, finishes, lighting, electrical and fixtures | BTM Marketing Group Ltd
EP-2023-10035 | 2023-11-07 | 1408 W 8TH AVENUE, Vancouver, BC V6H 1E1 | Electrical Permit | Commercial | Renovation | Completed | Installation / Repair - Commercial - Installation of In ceiling speakers and cabling back to AV equipment rack | MVCC VIDEO COMMUNICATIONS
PP-2023-03241 | 2023-09-13 | 1408 W 8TH AVENUE, Vancouver, BC V6H 1E1 | Plumbing Permit | Commercial | Tenant Improvement | Completed | Commercial - add 3 sinks, 1 hot water tank, 1 washing machine >BP: #405 - 4th floor Interior alterations to provide improvements to unit #405 for an health care office in this existing mixed use building on this site. Scope of work includes new walls, finishes, lighting, electrical and fixtures | Aquarius Mechanical Services Inc
SP-2023-01504 | 2023-08-17 | 1408 W 8TH AVENUE, Vancouver, BC V6H 1E1 | Sprinkler Permit | Commercial | Tenant Improvement | Completed | Commercial - Add and relocate sprinkler heads for tenant improvement. >BP: #405 - 4th floor Interior alterations to provide improvements to unit #405 for an health care office in this existing mixed use building on this site. Scope of work includes new walls, finishes, lighting, electrical and fixtures *****This application does not include any of the following: 1. Not more than 20 sprinklers (add, relocate, or remove), 2. hydraulic calculations, 3. change in occupancy and /or hazard classification, 4. warehouse storage arrangements, 5. mobile compact storage arrangements, 6. alternative solutions, 7. changes to the sprinkler system supply piping (e.g. valves, mains, cross-mains, branch-lines, etc.), or 8. flexible sprinkler pipe. | Priority Fire Systems Ltd
EP-2023-07609 | 2023-08-23 | 1408 W 8TH AVENUE, Vancouver, BC V6H 1E1 | Electrical Permit | Commercial | Tenant Improvement | Completed | Installation / Repair - Commercial - Installation of receptacles, lights, switches for patent care and data. #405 - 4th floor Interior alterations to provide improvements to unit #405 for an health care office in this existing mixed use building on this site. Scope of work includes new walls, finishes, lighting, electrical and fixtures | David Stein
EP-2022-07117 | NULL | 1912 W 7TH AVENUE, Vancouver, BC V6J 1T1 | Electrical Permit | Residential | Renovation | Application Incomplete | Installation / Repair - Residential - Replaced damaged service mast and meter base. Supply and install one disconnect switch. Upgraded grounding. | Novawest Electrical Services Ltd
EP-2022-06817 | 2022-08-15 | 1987 W 7TH AVENUE, Vancouver, BC V6J 1T2 | Electrical Permit | Residential | Renovation | Completed | Installation / Repair - Residential - Install 60A 120V sub-panel in recreation room. Install (5) 120V 15A outlets in recreation room. | Fina Electric Services Group Ltd
NULL | NULL | 1443 W 8TH AVENUE, Vancouver, BC V6H 1C9 | Mechanical Permit | NULL | NULL | Withdrawn | NULL | NULL
EP-2023-08032 | 2023-09-14 | 1530 W 8TH AVENUE, Vancouver, BC V6J 5M6 | Electrical Permit | Commercial | Addition | Issued | Installation / Repair - Commercial - Installation of EV Ready Infrastructure. We need to update the scope of work to: See updated drawings. - Supply and install (1) 400A 208V 3P add to existing breaker in the existing house distribution board at the main electrical room - Supply and install parallel 4C #250 ACWU from the MDP to the new EV Panel in the electrical panel - Supply and install (1) 400A 208V 3PH 42 cct panel with breakers - Supply and install 2" EMT Conduit "Main trunks" down the parking lanes inclusive of junction boxes - Supply and install EMT Conduit "Final runs" to (20) junction boxes. Each stall to be within 1.5-3M from a junction box. - Junction boxes to be installed near the front of the parking stalls mounted on the ceiling, unless requested otherwise from the strata - Provide #8 AWG or #6 AWG 40A Circuits to each parking stall - Supply and install SWTCH WIFI package with LTE to POE - Supply and install WIFI access points throughout the parkade - Supply and install (300') of conduit wifi. | TDR Electric Inc
EP-2023-10678 | 2023-12-07 | 3550 W BROADWAY, Vancouver, BC V6R 2B6 | Electrical Permit | Commercial | Renovation | Completed | Installation / Repair - Commercial - Will be removing and replacing 45 old fixtures with new LED fixtures in parkade only. | Yastremski Associates Inc
EP-2022-10202 | 2022-12-05 | 3550 W BROADWAY, Vancouver, BC V6R 2B6 | Electrical Permit | Commercial | Renovation | Completed | Installation / Repair - Commercial - Install customer supplied EV Chargers and install new conduits. | Power Pros Electrical Ltd
EP-2023-02085 | 2023-03-10 | 3550 W BROADWAY, Vancouver, BC V6R 2B6 | Electrical Permit | Residential | Renovation | Completed | Installation / Repair - Residential - New boiler system electrical. 2 x 230v ccts at 15a each. 100 feet of 3/4 emt from electrical room to mechanical room. Convert to 6 conductor tech underground to jb outside. install disconnect for outdoor unit. install relay contactor to operate auxiliary pump with disconnect as well. | Sound Electrical Ltd
NULL | NULL | 3606 W BROADWAY, Vancouver, BC V6R 2B7 | Electrical Permit | Residential | New | Withdrawn | Installation / Repair - Residential - security system | GESS Security And Sound Ltd
GP-2023-00828 | 2023-03-07 | 1670 W 61ST AVENUE, Vancouver, BC V6P 2C3 | Gas Permit | Residential | Renovation | Expired | Residential - Decommission and remove furnace. Install Heat Pump | Ashton Service Group/Ashton Mechanical Ltd.
EP-2023-01975 | NULL | 1670 W 61ST AVENUE, Vancouver, BC V6P 2C3 | Electrical Permit | Residential | Renovation | Cancelled | Installation / Repair - Residential - Add circuit for heat pump *GP-2023-00828 | Douglas Millington o/a Moose Electric
PP-2022-02548 | 2022-07-21 | 1685 W 61ST AVENUE, Vancouver, BC V6P 2C2 | Plumbing Permit | Residential | New | Completed | Residential - DCVA installed for irrigation system | West Coast Watershield Inc
GP-2022-01340 | 2022-05-10 | 1685 W 61ST AVENUE, Vancouver, BC V6P 2C2 | Gas Permit | Residential | New | Completed | Residential - Wolf 30" Gas Range >BP: To construct a 2 storey one-family dwelling with a secondary suite located in the Basement/Cellar ($1,085,000.00) with a detached accessory building (garage) ($10,000), at the rear providing 3 parking spaces, having vehicular access from the lane. The entire building, INCLUDING THE ATTACHED GARAGE (if applicable), to be sprinklered to NFPA 13D. 1. Covenant registered at the Land Title Office under CA8469454 2. No Strata Titling permitted 3. A/C proposed – Exterior component located in Rear Yard, Interior component located in Basement 4. Schedule B: (Loy Leyland) MAIBC (604.736.1419) Architectural 5. Schedule B: (Henry S. N Hsu) P.Eng (604.322.7158) Structural and Geotechnical 6. Schedule D: (S.K.Bhanot) P.Eng (604.575.8220) Building Envelope Professional Review 7. Schedule A: (Loy Leyland) MAIBC (604.736.1419) Coordinating Registered Professional 7. HPO: Residential Builder- ( Pantheon Developments Ltd) Note: This is a 2 storey building pursuant to the Zoning and Development By-Law Address Information: #1 - 1685 W 61st Av - One Dwelling (1st and 2nd storey (only laundry in a small portion of the basement)) #2 - 1685 W 61st Av - Secondary Suite (basement) Addresses have been assigned per the approved plans, access to the rear unit is from the West side. This access must be provided & maintained at all times and the building addresses posted to be visible from the street in accordance with the Building By-law. **THIS PERMIT HAS BEEN ISSUED UNDER THE REQUIREMENTS OF VBBL #12511 (2019).** | Han Appliances & Refrigeration Ltd
EP-2023-05567 | 2023-07-11 | 1768 W 61ST AVENUE, Vancouver, BC V6P 2C3 | Electrical Permit | Residential | Addition | Completed | Installation / Repair - Residential - ***TO CONTINUE WORK STARTED BY OTHERS (EP-2019-01123) Finishing lights fixtures, led strips, appliances hook up. RELATED PERMIT EP-2019-01123 >BP: To construct a 2 storey one-family dwelling ($1,090,080) with a detached accessory building (garage) at the rear providing 3 parking spaces, having vehicular access from the lane. 1. A/C unit proposed in Rear Yard 2. Schedule A Geoffrey Lee Registered Architect (604.331.6977) 3. B1/B2. Cesar Payarno P.Eng (604.241.9638) Structural 4. B1/B2. Edward C. Yip P.Eng (604.231.8929) Geotechnical 5. BC Housing Peco Construction (2012) Ltd. Note: This is a 2 storey building pursuant to the Zoning and Development By-Law ******THIS PERMIT HAS BEEN ISSUED UNDER THE REQUIREMENTS OF VBBL 2014 AND THE GREEN HOMES PROGRAM****** | Gilmore Electric Ltd
GP-2023-03879 | 2023-12-05 | 1820 W 61ST AVENUE, Vancouver, BC V6P 2C4 | Gas Permit | Residential | Renovation | Issued | Residential - replace gas furnace | BNA Systems Inc and/or Kirkland Metal Shop Ltd
GP-2023-03910 | 2023-12-07 | 807 W 60TH AVENUE, Vancouver, BC V6P 2A2 | Gas Permit | Residential | Addition | Issued | Residential - Gas fireplace installation >BP: To construct a 2 storey one-family dwelling with a secondary suite located in the Basement ($751,500) with an open parking pad, providing 1 parking space, having vehicular access from the 20' Lane. | Vaglio Fireplace LTD
GP-2023-03780 | 2023-12-13 | 807 W 60TH AVENUE, Vancouver, BC V6P 2A2 | Gas Permit | Residential | New | Issued | Residential - 1 Boiler, 1 Range, 1 Fireplace & 1 Firepit One complete boiler Piping only for one Range, one Fireplace and one firepit. >BP: To construct a 2 storey one-family dwelling with a secondary suite located in the Basement ($751,500) with an open parking pad, providing 1 parking space, having vehicular access from the 20' Lane. **Amendment - December 19, 2023 - Added 1 Patio Heater (35,000BTU) | Ultra Mechanical Ltd
EP-2023-08198 | 2023-10-04 | 807 W 60TH AVENUE, Vancouver, BC V6P 2A2 | Electrical Permit | Residential | New | Issued | Installation / Repair - Residential - ¦ 1FD + 1SS- 150A ¦ New Wiring Rough in and Final for Single Family Dwelling with secondary suite and Laneway House. Radiant Heat . With AC and Steamer installation. Extra Low voltage Rough in Installation. Main House Circuit Breaker 125 A, Laneway House 100 A and Main Service 200 A *An approved mechanical permit is required for the installation of air conditioning or heat pump unit at the time of installation before an electrical inspection will be performed >BP: To construct a 2 storey one-family dwelling with a secondary suite located in the Basement ($751,500) with an open parking pad, providing 1 parking space, having vehicular access from the 20' Lane. 1. Covenant registered at the Land Title Office under CA9380747 2. No Strata Titling permitted 3. No A/C Unit proposed 4. A/C proposed – Exterior component located in Rear (North) Yard, Interior component located in ground floor 5. Schedule B: (Tim Lam) P.Eng (604.255.7670) Structural 6. Schedule B: (Matt Kokan) P.Eng (604.439.0922) Geotechnical 7. HPO: Residential Builder- Seraglio Homes Ltd. **THIS PERMIT HAS BEEN ISSUED UNDER THE REQUIREMENTS OF VBBL #12511 (2019) ** | AMTEK Electric Ltd
SP-2023-01789 | 2023-09-27 | 807 W 60TH AVENUE, Vancouver, BC V6P 2A2 | Sprinkler Permit | Residential | New | Issued | Residential - New sprinkler system >BP: To construct a 2 storey one-family dwelling with a secondary suite located in the Basement with an open parking pad, providing 1 parking space, having vehicular access from the 20' Lane. 1. Covenant registered at the Land Title Office under CA9380747 2. No Strata Titling permitted 3. No A/C Unit proposed 4. A/C proposed – Exterior component located in Rear (North) Yard, Interior component located in ground floor 5. Schedule B: (Tim Lam) P.Eng (604.255.7670) Structural 6. Schedule B: (Matt Kokan) P.Eng (604.439.0922) Geotechnical 7. HPO: Residential Builder- Seraglio Homes Ltd. | Haven Fire Protection Ltd
PP-2023-02710 | 2023-07-31 | 807 W 60TH AVENUE, Vancouver, BC V6P 2A2 | Plumbing Permit | Residential | New | Issued | Residential - 1FD+SS - #1 & #2 - Home with a suite >DB: To construct a 2 storey one-family dwelling with a secondary suite located in the Basement with an open parking pad, providing 1 parking space, having vehicular access from the 20' Lane. 1. Covenant registered at the Land Title Office under CA9380747 2. No Strata Titling permitted 3. No A/C Unit proposed 4. A/C proposed – Exterior component located in Rear (North) Yard, Interior component located in ground floor Note: This is a 2 storey building pursuant to the Zoning and Development By-Law **THIS PERMIT HAS BEEN ISSUED UNDER THE REQUIREMENTS OF VBBL #12511 (2019) ** | Above and Beyond Mechanical Inc
PP-2022-03306 | 2022-09-21 | 807 W 60TH AVENUE, Vancouver, BC V6P 2A2 | Plumbing Permit | Residential | New | Issued | Residential - SUMPS | BESTWAY EXCAVATING & DEMOLITION 2008 LTD
NULL | NULL | 827 W 60TH AVENUE, Vancouver, BC V6P 2A2 | Gas Permit | Residential | Renovation | Withdrawn | Residential - Upgrade existing furnace to high efficiency furnace | Pentonn Plumbing and Heating Services
GP-2022-01467 | 2022-06-24 | 833 W 60TH AVENUE, Vancouver, BC V6P 2A2 | Gas Permit | Residential | New | Completed | Residential - Upgrade to tankless water heater | Pentonn Plumbing and Heating Services
GP-2023-01346 | 2023-04-25 | 2885 W 6TH AVENUE, Vancouver, BC V6K 1X2 | Gas Permit | Residential | Renovation | Completed | Residential - To replace 1 hot water heater in the same location. | Paolo's Plumbing & Heating Ltd
EP-2023-01655 | NULL | 1620 W 8TH AVENUE, Vancouver, BC V6J 1V4 | Electrical Permit | Commercial | Addition | Application Incomplete | Installation / Repair - Commercial - EV Charger installation | MDE Enterprises Ltd
EP-2023-06017 | 2023-07-05 | 1620 W 8TH AVENUE, Vancouver, BC V6J 1V4 | Electrical Permit | Commercial | NULL | Issued | Annual / Operating - ANNUAL OPERATING PERMIT Renewal of EP-2022-05797 Miscellaneous Service Requests including Lights and Ballasts changes, switches and receptacles Valid: July 7, 2023 - July 6, 2024 | MDE Enterprises Ltd
EP-2022-05797 | 2022-07-11 | 1620 W 8TH AVENUE, Vancouver, BC V6J 1V4 | Electrical Permit | Commercial | NULL | Expired | Annual / Operating - ANNUAL OPERATING PERMIT Renewal of EP-2021-05012 Miscellaneous service requests including lights and ballasts changes, switches and receptacles repairs >Valid: July 7, 2022 - July 6, 2023 | MDE Enterprises Ltd
EP-2022-10129 | 2022-12-02 | 1412 W 7TH AVENUE, Vancouver, BC V6H 1C1 | Electrical Permit | Commercial | NULL | Expired | Annual / Operating - ANNUAL OPERATING PERMIT RENEWAL VALID: DEC 3/2022 TO DEC 2/2023 EXPIRED PERMIT: EP-2021-08953 ELECTRICAL MAINTENANCE THROUGHOUT BUILDING | Bridge Electric Corp
EP-2023-10039 | 2023-11-07 | 1412 W 7TH AVENUE, Vancouver, BC V6H 1C1 | Electrical Permit | Commercial | NULL | Issued | Annual / Operating - Electrical maintenance throughout building RENEWAL OF EP-2022-10129 VALID: DEC 3/2023 TO DEC 2/2024 | Bridge Electric Corp
EP-2023-11117 | 2024-01-08 | 1635 W 7TH AVENUE, Vancouver, BC V6J 1S4 | Electrical Permit | Residential | Renovation | Issued | Installation / Repair - Residential - Removal of knob and tube wiring. RE: CF-2023-012940 Vancouver Electrical Bylaw No. 5563 (b) Exterior and interior alterations to repair electrical and plumbing at this existing duplex on this site. Exterior work to repair rotten siding and guards. >>>>Amend: January 18th -CF-2023-012940 | MDE Enterprises Ltd
PP-2024-00069 | 2024-01-09 | 1635 W 7TH AVENUE, Vancouver, BC V6J 1S4 | Plumbing Permit | Residential | Renovation | Issued | Residential - Repair of leaking piping and fixture re & re | MDE Enterprises Ltd
EP-2023-01736 | 2023-03-02 | 1645 W 7TH AVENUE, Vancouver, BC V6J 1S4 | Electrical Permit | Commercial | NULL | Issued | Annual / Operating - Annual Operating Permit Renewal from EP-2022-01415 Valid from March 4th 2023 to March 3rd 2024 | MDE Enterprises Ltd
EP-2023-01733 | NULL | 1645 W 7TH AVENUE, Vancouver, BC V6J 1S4 | Electrical Permit | Commercial | NULL | Withdrawn | Annual / Operating - Annual Permit | MDE Enterprises Ltd
EP-2022-01415 | 2022-02-23 | 1645 W 7TH AVENUE, Vancouver, BC V6J 1S4 | Electrical Permit | Commercial | NULL | Expired | Annual / Operating - Annual Operating Permit General Electrical Works: ballasts, lamps, switches and receptacles and other small electrical jobs Renewal from EP-2021-01618 Valid from March 4th 2022 to March 3rd 2023 | MDE Enterprises Ltd
EP-2022-01399 | 2022-02-23 | 1665 W 7TH AVENUE, Vancouver, BC V6J 1S4 | Electrical Permit | Commercial | NULL | Expired | Annual / Operating - Annual Operating Permit General Electrical work: ballasts, lamps, switches, receptacles and other small electrical jobs Valid: March 3rd, 2022 to March 2nd, 2023 Renewal from EP-2021-01589 | MDE Enterprises Ltd
EP-2023-01722 | 2023-03-01 | 1665 W 7TH AVENUE, Vancouver, BC V6J 1S4 | Electrical Permit | Commercial | NULL | Issued | Annual / Operating - Annual Operating Permit Expired EP-2022-01399 Valid: March 3rd, 2023 to March 2nd, 2024 | MDE Enterprises Ltd
EP-2023-00016 | 2023-01-04 | 1682 W 7TH AVENUE, Vancouver, BC V6J 4S6 | Electrical Permit | Commercial | Renovation | Completed | Installation / Repair - Commercial - Replace fire alarm panel due to faulty motherboard. 3rd party vi by others. Note: This permit has been issued based on Bulletin 2018-004-BU/EL. | BD Electrical Ltd
PP-2022-04303 | 2022-11-30 | 1770 W 7TH AVENUE, Vancouver, BC V6J 4Y6 | Plumbing Permit | Commercial | Tenant Improvement | Cancelled | Commercial - Install Seismic Shut-Off Gas Valves May 30/2023-AMEND Please cancel this permit as per the details on inspection | Haakon Industries (Canada) Ltd.
EP-2022-08606 | 2022-10-11 | 1770 W 7TH AVENUE, Vancouver, BC V6J 4Y6 | Electrical Permit | Commercial | Tenant Improvement | Completed | Installation / Repair - Commercial - Add power for Automatic Door Opener | Action Electric Ltd
EP-2022-08440 | 2022-10-07 | 1770 W 7TH AVENUE, Vancouver, BC V6J 4Y6 | Electrical Permit | Commercial | NULL | Expired | Annual / Operating - annual permit for maintenance purposes | Blueline Electrical Services Ltd
EP-2023-02128 | 2023-03-13 | 1770 W 7TH AVENUE, Vancouver, BC V6J 4Y6 | Electrical Permit | Commercial | Tenant Improvement | Completed | Installation / Repair - Commercial - Install new electrical circuits and Devices for Lab Alterations >BP: Interior alterations to provide improvements to this existing laboratory tenant at #500 on the 5th floor of this commercial building on this site. OK for Field Review per J.Chen & W.Wong letters of assurance submitted by: Russell Chernoff, Reg.Architect, Schedule A, Architectural Schedule B. kevin Shea, P.Eng, Plumbing and Mechanical Schedule B. Michael O'Keeffe, P.Eng, Electrical Schedule B. Energy checklist is currently no longer required with your Building Permit (BP) application. Some supporting documents are still required at BP stage, specifically Envelope and HVAC, if applicable. Service Water Heating and Lighting supporting documents, if applicable, must be submitted with your related Trades permits (e.g. electrical and plumbing | Deltec Electric Ltd
PP-2023-00745 | 2023-03-14 | 1770 W 7TH AVENUE, Vancouver, BC V6J 4Y6 | Plumbing Permit | Commercial | Tenant Improvement | Completed | Commercial - Plumbing demo and modifications, including the addition of two sinks and an emergency shower/eyewash station. >BP: Interior alterations to provide improvements to this existing laboratory tenant at #500 on the 5th floor of this commercial building on this site. | SOMATIC HVAC SOLUTIONS LTD
EP-2023-06085 | 2023-07-10 | 1770 W 7TH AVENUE, Vancouver, BC V6J 4Y6 | Electrical Permit | Commercial | Tenant Improvement | Issued | Installation / Repair - Commercial - Demolition of existing wiring and light fixtures. Demolition and relocation, no new lighting work >Permit Amendment Oct 06, 2023 -"Ashrae lighting compliance document is attached" >BP: #305 - 1770 W 7th Av To alter the interior of the third floor of this existing commercial building to combine the general office units #305 and #318, retaining #305, and to remove all interior partition walls and ceiling finishes in this general office shell space. Scope of work includes new lighting throughout. NOTE: This unit is approved as a general office SHELL SPACE ONLY. Separate permit(s) are required prior to any future tenant improvements and/or occupancies. Notes: - Energy Upgrade: E2 - Lighting - Upgrade to incorporate Scheduled Shutoff (per 9.4.1.1.(i) of ASHRAE 90.1-2016) - This building is sprinklered. A separate permit is required for all sprinkler work. - Schedule B, Architectural, Nicholas Waissbluth, Architect, 604-612-5095. Energy checklist is currently no longer required with your Building Permit application. Some supporting documents are still required at BP stage, specifically Envelope and HVAC, if applicable. Service Water Heating and Lighting supporting documents, if applicable, must be submitted with your related trades permits (e.g. electrical and plumbing). All energy upgrades will be checked during inspections stage. It is the applicant's responsibility to identify and note all required upgrades including energy upgrades on their BP drawings at BP stage. | VS Electric Ltd
PP-2023-04366 | 2023-12-19 | 1770 W 7TH AVENUE, Vancouver, BC V6J 4Y6 | Plumbing Permit | Commercial | Tenant Improvement | Issued | Commercial - install 1 kitchen sink and dishwasher >BP: #305 - 1770 W 7th Av To alter the interior of the third floor of this existing commercial building to combine the general office units #305 and #318, retaining #305, and to remove all interior partition walls and ceiling finishes in this general office shell space. Scope of work includes new lighting throughout. | Crystal Creek Property Services Limited
SP-2023-02243 | 2023-12-13 | 1770 W 7TH AVENUE, Vancouver, BC V6J 4Y6 | Sprinkler Permit | Commercial | Renovation | Issued | Commercial - SUITE #320 - 3RD FLOOR - Relocate four existing sprinklers to suite new hallway layout >BP: #320 - 3rd Floor Interior alterations to provide tenant improvements to an existing General Office and to combine units on the 3rd floor (#320 & #330) creating one new office space (#320) in this existing commercial building on site. Scope of work: Remove all non-load bearing partition walls, fixtures, doors, frames, and flooring. Demolish/construct a demising wall to widen the public corridor, new lighting, electrical and sprinkler work. *****This application does not include any of the following: 1. Not more than 20 sprinklers (add, relocate, or remove), 2. hydraulic calculations, 3. change in occupancy and /or hazard classification, 4. warehouse storage arrangements, 5. mobile compact storage arrangements, 6. alternative solutions, 7. changes to the sprinkler system supply piping (e.g. valves, mains, cross-mains, branch-lines, etc.), or 8. flexible sprinkler pipe. | Pacific Fire Prevention Ltd
EP-2023-10889 | 2023-12-05 | 1770 W 7TH AVENUE, Vancouver, BC V6J 4Y6 | Electrical Permit | Commercial | Renovation | Issued | Installation / Repair - Commercial - install cat6 lines >BP: Interior alterations to provide tenant improvements to an existing General Office and to combine units on the 3rd floor (#320 & #330) creating one new office space (#320) in this existing commercial building on site. Scope of work: Remove all non-load bearing partition walls, fixtures, doors, frames, and flooring. Demolish/construct a demising wall to widen the public corridor, new lighting, electrical and sprinkler work. NOTE: THIS APPLICATION IS TO LEGALIZE/VALIDATE THE DEMISING WALL (WWOP) BEING REMOVED BY THE PREVIOUS OWNER. Revision #1. Interior alterations for future office tenant. Scope of work includes new interior partition walls, and installing T-bar ceiling and lighting. Architectural Schedule B submitted by Nicholas Waissbluth, Architect, AIBC, 604.612.5095 Separate permit is required for future tenant improvement or to change the use. Building Sprinklered – Separate sprinkler permit required for proposed sprinkler work. Energy checklist is currently no longer required with your Building Permit (BP) application. Some supporting documents are still required at BP stage, specifically Envelope and HVAC, if applicable. Service Water Heating and Lighting supporting documents, if applicable, must be submitted with your related trades permits (e.g. electrical and plumbing). | Chris Ovington dba O & H Services
NULL | NULL | 1770 W 7TH AVENUE, Vancouver, BC V6J 4Y6 | Electrical Permit | Commercial | Tenant Improvement | Withdrawn | Installation / Repair - Commercial - Tenant improvement | VS Electric Ltd
EP-2023-10569 | 2023-12-07 | 1770 W 7TH AVENUE, Vancouver, BC V6J 4Y6 | Electrical Permit | Commercial | Tenant Improvement | Issued | Installation / Repair - Commercial - Install electrical receptacles in new build walls, install switches and light fixtures in new offices. >BP: Interior alterations to provide tenant improvements to an existing General Office and to combine units on the 3rd floor (#320 & #330) creating one new office space (#320) in this existing commercial building on site. Scope of work: Remove all non-load bearing partition walls, fixtures, doors, frames, and flooring. Demolish/construct a demising wall to widen the public corridor, new lighting, electrical and sprinkler work. NOTE: THIS APPLICATION IS TO LEGALIZE/VALIDATE THE DEMISING WALL (WWOP) BEING REMOVED BY THE PREVIOUS OWNER. Revision #1. Interior alterations for future office tenant. Scope of work includes new interior partition walls, and installing T-bar ceiling and lighting. Architectural Schedule B submitted by Nicholas Waissbluth, Architect, AIBC, 604.612.5095 Separate permit is required for future tenant improvement or to change the use. Building Sprinklered – Separate sprinkler permit required for proposed sprinkler work. Energy checklist is currently no longer required with your Building Permit (BP) application. Some supporting documents are still required at BP stage, specifically Envelope and HVAC, if applicable. Service Water Heating and Lighting supporting documents, if applicable, must be submitted with your related trades permits (e.g. electrical and plumbing). | VS Electric Ltd
PP-2024-00167 | 2024-01-25 | 1770 W 7TH AVENUE, Vancouver, BC V6J 4Y6 | Plumbing Permit | Commercial | Tenant Improvement | Issued | Commercial - SUITE #320 - 3RD FLOOR - install kitchen sink , hand sink and eye wash >BP: #320 - 3rd Floor Interior alterations to provide tenant improvements to an existing General Office and to combine units on the 3rd floor (#320 & #330) creating one new office space (#320) in this existing commercial building on site. Scope of work: Remove all non-load bearing partition walls, fixtures, doors, frames, and flooring. Demolish/construct a demising wall to widen the public corridor, new lighting, electrical and sprinkler work. NOTE: THIS APPLICATION IS TO LEGALIZE/VALIDATE THE DEMISING WALL (WWOP) BEING REMOVED BY THE PREVIOUS OWNER. | Crystal Creek Property Services Limited
NULL | NULL | 1770 W 7TH AVENUE, Vancouver, BC V6J 4Y6 | Sprinkler Permit | Commercial | NULL | Withdrawn | Commercial - Work is on existing sprinkler system and involvs relocateing seven sprinkler heads to suit new T-bar ceilings . | NULL
EP-2023-09716 | 2023-11-07 | 1770 W 7TH AVENUE, Vancouver, BC V6J 4Y6 | Electrical Permit | Commercial | Renovation | Issued | Installation / Repair - Commercial - run 36 new cat6 lines to work stations >BP: To alter the interior of the third floor of this existing commercial building to combine the general office units #305 and #318, retaining #305, and to remove all interior partition walls and ceiling finishes in this general office shell space. Scope of work includes new lighting throughout. NOTE: This unit is approved as a general office SHELL SPACE ONLY. Separate permit(s) are required prior to any future tenant improvements and/or occupancies. REVISION #1: Complete tenant fit-out. (New partition walls, new offices, staff kitchen and lounge, t-bar ceiling and lightings). Increase in project cost by $400,000. Aug 4/23 - LLL Notes: - Energy Upgrade: E2 - Lighting - Upgrade to incorporate Scheduled Shutoff (per 9.4.1.1.(i) of ASHRAE 90.1-2016) - This building is sprinklered. A separate permit is required for all sprinkler work. - Schedule B, Architectural, Nicholas Waissbluth, Architect, 604-612-5095. Energy checklist is currently no longer required with your Building Permit application. Some supporting documents are still required at BP stage, specifically Envelope and HVAC, if applicable. Service Water Heating and Lighting supporting documents, if applicable, must be submitted with your related trades permits (e.g. electrical and plumbing). | Chris Ovington dba O & H Services
SP-2023-01995 | 2023-10-30 | 1770 W 7TH AVENUE, Vancouver, BC V6J 4Y6 | Sprinkler Permit | Commercial | Renovation | Issued | Commercial - sSUITE#305 - 3RD FLOOR - Relocate seven existing sprinkler heads to suite new T-bar ceiling >BP: #305 - 1770 W 7th Av To alter the interior of the third floor of this existing commercial building to combine the general office units #305 and #318, retaining #305, and to remove all interior partition walls and ceiling finishes in this general office shell space. Scope of work includes new lighting throughout. *****This application does not include any of the following: 1. Not more than 20 sprinklers (add, relocate, or remove), 2. hydraulic calculations, 3. change in occupancy and /or hazard classification, 4. warehouse storage arrangements, 5. mobile compact storage arrangements, 6. alternative solutions, 7. changes to the sprinkler system supply piping (e.g. valves, mains, cross-mains, branch-lines, etc.), or 8. flexible sprinkler pipe. | Pacific Fire Prevention Ltd
EP-2023-08789 | 2023-09-28 | 1770 W 7TH AVENUE, Vancouver, BC V6J 4Y6 | Electrical Permit | Commercial | NULL | Issued | Annual / Operating - Annual permit for maintenance purposes. Renewal of EP-2022-08440 Valid: Oct 7, 2023 to Oct 6, 2024 | Blueline Electrical Services Ltd
EP-2023-08619 | NULL | 1770 W 7TH AVENUE, Vancouver, BC V6J 4Y6 | Electrical Permit | Commercial | Tenant Improvement | Withdrawn | Installation / Repair - Commercial - Demolition of existing wiring and light fixtures. Demolition and relocation, no new lighting work. >BP: #305 - 1770 W 7th Av To alter the interior of the third floor of this existing commercial building to combine the general office units #305 and #318, retaining #305, and to remove all interior partition walls and ceiling finishes in this general office shell space. Scope of work includes new lighting throughout. NOTE: This unit is approved as a general office SHELL SPACE ONLY. Separate permit(s) are required prior to any future tenant improvements and/or occupancies. Notes: - Energy Upgrade: E2 - Lighting - Upgrade to incorporate Scheduled Shutoff (per 9.4.1.1.(i) of ASHRAE 90.1-2016) - This building is sprinklered. A separate permit is required for all sprinkler work. - Schedule B, Architectural, Nicholas Waissbluth, Architect, 604-612-5095. Energy checklist is currently no longer required with your Building Permit application. Some supporting documents are still required at BP stage, specifically Envelope and HVAC, if applicable. Service Water Heating and Lighting supporting documents, if applicable, must be submitted with your related trades permits (e.g. electrical and plumbing). All energy upgrades will be checked during inspections stage. It is the applicant's responsibility to identify and note all required upgrades including energy upgrades on their BP drawings at BP stage. | VS Electric Ltd
SP-2023-01963 | 2023-11-10 | 1812 W 7TH AVENUE, Vancouver, BC V6J 1S8 | Sprinkler Permit | Commercial | Renovation | Completed | Commercial - For sprinkler system alterations to the 2019 VBBL, NFPA 13, 2013 and NFPA 14, 2013 for the retroactive installation of an 80 mm (3") Watts 757 DCVA on the existing fire protection system in this existing building. Notes: 1. Fire protection Engineer of record Brian Sokorski, P.Eng. of E-Factor Engineering T: (604) 708 4140 E: brian@eforenergy.com 2. One set of approved drawings and permit to be available for viewing at the jobsite. 3. Separate permit and documents required for any electrical or fire alarm related work. ***If the building is equipped with a fire alarm system the DCVA must be monitored by the fire alarm system.*** | Cobing Building Solutions Ltd
PP-2023-03755 | 2023-10-26 | 1812 W 7TH AVENUE, Vancouver, BC V6J 1S8 | Plumbing Permit | Commercial | Addition | Completed | Commercial - Install 2 back flow devices | Cobing Building Solutions Ltd
NULL | NULL | 1812 W 7TH AVENUE, Vancouver, BC V6J 1S8 | Plumbing Permit | Commercial | New | Draft | Commercial - 11/2' DCVA installation on domestic water coming into mechanical room | West Coast Watershield Inc
EP-2022-00320 | 2022-01-18 | 1844 W 7TH AVENUE, Vancouver, BC V6J 1S8 | Electrical Permit | Commercial | Tenant Improvement | Completed | Installation / Repair - Commercial - Replace existing receptacles in machine room & pit with new GFCI type, replace existing luminaries in machine room with new LED's c/w wire guards. Power feed upgrade from the main electrical disconnect to the elevator machine room. Provide new tel line from the tel room to the EMR. Provide new 18000 BTU split heat pump. | Action Electric Ltd
EP-2022-07210 | 2022-08-30 | 2180 W 6TH AVENUE, Vancouver, BC V6K 1V6 | Electrical Permit | Commercial | Renovation - Dwelling Unit(s) only | Completed | Installation / Repair - Commercial - Replacing Old Edison base fuse panel with Breaker retrofit kit. -Distributions/Panelboards/Metering Equipment should have been selected. We are just working on the suite panel | Berts Electric (2001) Ltd
NULL | NULL | 2180 W 6TH AVENUE, Vancouver, BC V6K 1V6 | Electrical Permit | Commercial | Renovation - Dwelling Unit(s) only | Withdrawn | Installation / Repair - Commercial - ss | Berts Electric (2001) Ltd
EP-2023-08095 | 2023-09-18 | 2180 W 6TH AVENUE, Vancouver, BC V6K 1V6 | Electrical Permit | Residential | Tenant Improvement | Completed | Installation / Repair - Residential - #102 Replace fusable load centre for old panel, Unit 102 No BC Hydro needed, there is a breaker in the electrical room. No new circuits added. Just old fuse panel replaced for new one. | Bartecko Electrical Ltd
GP-2023-02325 | 2023-08-08 | 2196 W 6TH AVENUE, Vancouver, BC V6K 1V6 | Gas Permit | Residential | Renovation | Completed | Residential - Gas | Avante Plumbing & Heating Ltd
GP-2023-04009 | 2023-12-14 | 2196 W 6TH AVENUE, Vancouver, BC V6K 1V6 | Gas Permit | Residential | Renovation | Completed | Residential - INSTALL 1 GAS RANGE >BP: Interior alterations only to provide updates to this existing Vancouver Heritage Register 'B' Single Detached House. Scope of work includes new underpinning and structural beams, reconfiguring the entire basement, updating the kitchen and changing some interior walls on the main level, RE & RE several windows and new lighting throughout. OK for Field Review processing as per Howie Chow, December 23, 2022. Notes: - Schedule A & B, Structural, Roger T. S. Wong, P.Eng, 604-306-0821. - Schedule B, Geotechnical, P. K. L. Fong, P.Eng, 604-837-3205. - REUP Submitted by Christopher Nixon-Giles, 604-562-0387. - Smoke alarms to be installed in compliance with Subsection 9.10.19., Division B of the Vancouver Building By-law (2019). Scope of work to include energy upgrade in accordance with Article 11.2.1.4 of the 2019 Vancouver Building By-law and as per the Energy Efficiency Upgrade Details noted in the Energuide Report. *Selected Upgrade: replacing the heat pump | Alpine Appliance Installation Ltd
EP-2023-07194 | 2023-08-08 | 2196 W 6TH AVENUE, Vancouver, BC V6K 1V6 | Electrical Permit | Residential | Renovation | Completed | Installation / Repair - Residential - STRUCTURED WIRING, AUDIO Installation. | Vancouver Audiospace Home Control Ltd
PP-2023-01284 | 2023-04-13 | 2196 W 6TH AVENUE, Vancouver, BC V6K 1V6 | Plumbing Permit | Residential | Renovation | Completed | Residential - Plumbing >BP: Interior alterations only to provide updates to this existing Vancouver Heritage Register 'B' Single Detached House. Scope of work includes new underpinning and structural beams, reconfiguring the entire basement, updating the kitchen and changing some interior walls on the main level, RE & RE several windows and new lighting throughout. | Avante Plumbing & Heating Ltd
EP-2023-05548 | 2023-07-05 | 2196 W 6TH AVENUE, Vancouver, BC V6K 1V6 | Electrical Permit | Residential | Renovation | Completed | Installation / Repair - Residential - basement rewire for lights, plugs and switches and change the service to 200amps also a kitchen reno and wire for a heat pump *MP-2023-01070: Issued (Heating and Cooling) >BP: Interior alterations only to provide updates to this existing Vancouver Heritage Register 'B' Single Detached House. Scope of work includes new underpinning and structural beams, reconfiguring the entire basement, updating the kitchen and changing some interior walls on the main level, RE & RE several windows and new lighting throughout. -reference: MP-2023-01070 | David Stein
MP-2023-01070 | 2023-06-12 | 2196 W 6TH AVENUE, Vancouver, BC V6K 1V6 | Mechanical Permit | NULL | NULL | Completed | NULL | Western Pacific Mechanical Ltd
GP-2023-01822 | 2023-06-14 | 2196 W 6TH AVENUE, Vancouver, BC V6K 1V6 | Gas Permit | Residential | Renovation | Completed | Residential - 1 gas fireplace venting and hook up only >BP: Interior alterations only to provide updates to this existing Vancouver Heritage Register 'B' Single Detached House. | Urban Fireplaces Ltd
PP-2024-00038 | 2024-01-05 | 2244 W 6TH AVENUE, Vancouver, BC V6K 1V8 | Plumbing Permit | Commercial | Addition | Issued | Commercial - CCC inspection Premises backflow device installation | Canadian Plumbing Systems Ltd.
PP-2023-03508 | 2023-10-05 | 2244 W 6TH AVENUE, Vancouver, BC V6K 1V8 | Plumbing Permit | Commercial | Renovation | Completed | Commercial - Install DCVA backflow preventer on irrigation connection | Vancouver Backflow Testing Ltd
EP-2022-04890 | 2022-06-29 | 2244 W 6TH AVENUE, Vancouver, BC V6K 1V8 | Electrical Permit | Commercial | Tenant Improvement | Completed | Installation / Repair - Commercial - Modification of existing fire alarm system as per Bulletin 2018-004-BU/EL Option #3 triggered by the automatic elevator recall as follows: · Supply & install new single-stage, addressable DDRS panel c/w annunciator dedicated for elevator recall purposes only. · Provide new addressable smoke detectors w/ sounder bases in elevator lobbies and the elevator machine room. ? Provide new heat detector in the elevator pit. · Provide new 100-amp fused disconnect & new 30-amp fused disconnect for cab lights. · Provide new #6 ground wire. · Provide new telephone line to elevator machine room. · Provide new conduit & power for lobby rescue station. · Provide & new addressable relays in elevator machine room. · Provide new 60-amp sub-panel · Replacement of existing receptacles with new GFCI type receptacles in elevator machine room & pit. · Replacement of existing fixtures with new LED type fixtures c/w with wire cages in elevator machine room & pit. · Verification of the fire alarm system in conformance with CAN/ULC S537. | Action Electric Ltd
EP-2022-01407 | 2022-02-23 | 1662 W 8TH AVENUE, Vancouver, BC V6J 1V4 | Electrical Permit | Commercial | NULL | Expired | Annual / Operating - Annual Operating Permit General Electrical Works: ballasts, lamps, switches and receptacles and other small electrical jobs Renewal from EP-2021-01612 Valid from March 4th 2022 to March 3rd 2023 | MDE Enterprises Ltd
EP-2023-01727 | 2023-03-02 | 1662 W 8TH AVENUE, Vancouver, BC V6J 1V4 | Electrical Permit | Commercial | NULL | Issued | Annual / Operating - Annual Operating Permit Renewal from EP-2022-01407 Valid from March 4th 2023 to March 3rd 2024 | MDE Enterprises Ltd
EP-2023-01728 | 2023-03-02 | 1666 W 8TH AVENUE, Vancouver, BC V6J 1V4 | Electrical Permit | Commercial | NULL | Issued | Annual / Operating - Annual Operating Permit Renewal from EP-2022-01410 Valid from March 4th 2023 to March 3rd 2024 | MDE Enterprises Ltd
EP-2022-01410 | 2022-02-23 | 1666 W 8TH AVENUE, Vancouver, BC V6J 1V4 | Electrical Permit | Commercial | NULL | Expired | Annual / Operating - Annual Operating Permit General Electrical Works: ballasts, lamps, switches and receptacles and other small electrical jobs Renewal from EP-2021-01615 Valid from March 4th 2022 to March 3rd 2023 | MDE Enterprises Ltd
EP-2022-04816 | 2022-06-09 | 1745 W 8TH AVENUE, Vancouver, BC V6J 4T3 | Electrical Permit | Commercial | NULL | Expired | Annual / Operating - ANNUAL OPERATING PERMIT VALID JUNE, 6/2022 UNTIL JUNE, 5/2023 NOTE: High Voltage not included EXPIRED PERMIT: EP-2021-04718 AMEND: JUN 15/2022 CHANGE EXPIRED PERMIT TO: EP-2021-04718 | Burrard Power Corporation
EP-2023-04967 | 2023-06-05 | 1745 W 8TH AVENUE, Vancouver, BC V6J 4T3 | Electrical Permit | Commercial | NULL | Issued | Annual / Operating - ANNUAL OPERATING PERMIT VALID JUNE, 6/2023 UNTIL JUNE, 5/2024 RENEWAL OF EP-2022-04816 NOTE: High Voltage not included | Burrard Power Corporation
EP-2023-03951 | 2023-05-08 | 1758 W 8TH AVENUE, Vancouver, BC V6J 1V6 | Electrical Permit | Commercial | New | Completed | Installation / Repair - Commercial - Installation of two Level 2 EV chargers (2X 40A). | Mott Electric General Partnership
EP-2022-04341 | 2022-05-25 | 1758 W 8TH AVENUE, Vancouver, BC V6J 1V6 | Electrical Permit | Commercial | NULL | Expired | Movie Set / Filming - To allow for Movie Set/Filming Applicant shall provide completed Contractor Declaration form, and dates of filming and associated location(s) to csinspection.clerks@vancouver.ca prior to the commencement of filming. Visit vancouver.ca/inspections for more details. | Circle Productions Ltd
SP-2024-00015 | 2024-01-10 | 1765 W 8TH AVENUE, Vancouver, BC V6J 5C6 | Sprinkler Permit | Commercial | Tenant Improvement | Issued | Commercial - Add and relocate sprinkler heads to suite new wall layout. >BP: Interior alterations to demise this existing office space into two units and construct a common corridor on the 2nd floor of this existing commercial building. Scope of work to include new interior walls, electrical, plumbing, and finishes Current Tenant: College of Pharmacists of BC *****This application does not include any of the following: 1. Not more than 20 sprinklers (add, relocate, or remove), 2. hydraulic calculations, 3. change in occupancy and /or hazard classification, 4. warehouse storage arrangements, 5. mobile compact storage arrangements, 6. alternative solutions, 7. changes to the sprinkler system supply piping (e.g. valves, mains, cross-mains, branch-lines, etc.), or 8. flexible sprinkler pipe. | Phaser Fire Protection Ltd
EP-2023-11357 | 2024-01-02 | 1765 W 8TH AVENUE, Vancouver, BC V6J 5C6 | Electrical Permit | Commercial | Tenant Improvement | Issued | Installation / Repair - Commercial - Re&Re of existing lights, install new power supply and relocate existing data. Add new fire alarm bell. >BP: Interior alterations to demise this existing office space into two units and construct a common corridor on the 2nd floor of this existing commercial building. Scope of work to include new interior walls, electrical, plumbing, and finishes Current Tenant: College of Pharmacists of BC OK for Field Review as per J. Zhang - Nov. 9, 2023 Schedule A: Rosa Salcido, 778.389.4904 Schedule B Architectural: Rosa Salcido, 778.389.4904 Schedule B Mechanical: Eric Cresswell P. Eng, 604.684.5995 Schedule B Electrical: Roger Dupuis, P. Eng, 604.569.6500 This building is sprinklered. A separate sprinkler permit is required for all related work The services of a structural engineer may be required, based upon site inspection by the District Building Inspector. Energy checklist is currently no longer required with your Building Permit application. Some supporting documents are still required at BP stage, specifically Envelope and HVAC, if applicable. Service Water Heating and Lighting supporting documents, if applicable, must be submitted with your related trade’s permits (e.g. electrical and plumbing). This permit is for alterations as shown in plans only. Any unauthorized work on this site, existing or otherwise, is neither recognized nor approved and may be subject to enforcement action. | Wynn's Electrical Contractors Ltd
EP-2022-08019 | 2022-09-23 | 1875 W 8TH AVENUE, Vancouver, BC V6J 1V9 | Electrical Permit | Commercial | Renovation | Completed | Installation / Repair - Commercial - To replace one (1) light, one (1) plug and one (1) disconnect switch [3ph, 100a] in elevator machine room, and one (1) light and one (1) outlet in pit. Run new ground wire to bond disconnect and phone line from electrical room to machine room. | Fina Electrical Systems Ltd
GP-2022-01179 | 2022-04-14 | 3907 W BROADWAY, Vancouver, BC V6R 2C2 | Gas Permit | Residential | Renovation - Dwelling Unit(s) only | Completed | Residential - Installing furnace | Reid Brothers Plumbing & Heating Ltd
NULL | NULL | 50 W CORDOVA STREET, Vancouver, BC V6B 1C9 | Electrical Permit | Commercial | Addition | Withdrawn | Installation / Repair - Commercial - Sign Installation | TDR Electric Inc
EP-2022-02344 | 2022-03-24 | 50 W CORDOVA STREET, Vancouver, BC V6B 1C9 | Electrical Permit | Commercial | Renovation | Completed | Installation / Repair - Commercial - Installation of new 347/600 volt underground service with transformers to re-connect existing services. This work is part of BC Hydro “H” frame elimination project in Gastown area. Energy Upgrade exempted: H-Frame Removal Project >BP: Interior alterations to to construct a new electrical room to house the electrical equipment in the basement area of this existing Hotel and Neighbourhood Pub in this Municipally designated Heritage C building, for the BC Hydro "H" frame elimination project. Energy Upgrade exempted: H-Frame Removal Project OK for Field Review per K Vogt February 3, 2022 | Advanco Electric Ltd
EP-2022-03269 | 2022-04-25 | 50 W CORDOVA STREET, Vancouver, BC V6B 1C9 | Electrical Permit | Commercial | Renovation | Completed | Installation / Repair - Commercial - Installation of Audio/Video in a bar >BP: Interior Alterations for the new tenant of this existing neighbourhood pub (Group A2) in the 6-storey hotel/neighbourhood pub building that is on the Vancouver Heritage Register (Class C). Scope includes new partition walls, new washrooms and new Class 1 cooking operation including kitchen equipment and rooftop unit. Proposed occupant load is 302 persons; maximum occupant load cannot exceed 425 persons (400 seats plus 25 staff) including patio due to washroom capacity and subject to Liquor License approval. Mechanical Review Notes: 1. Class 1 cooking operations (Grease-Laden Vapours). 2. Commercial kitchen exhaust system to NFPA 96 (Type 1 hood). * Reviewed as per VBBL 2019 and Processed during Pandemic Crisis.* | Allstar Show Industries Inc
EP-2022-00455 | 2022-01-25 | 50 W CORDOVA STREET, Vancouver, BC V6B 1C9 | Electrical Permit | Commercial | Tenant Improvement | Completed | Installation / Repair - Commercial - Lighting and Controls - Handling of lighting package supplied by customer, Supply and install of BOH lighting and pot lights - Supply and installation of Remote heads and Battery Packs - Supply and installation of basic plastic running man exit signs (RMPS Series) - Supply and Installation of lighting controls Distribution - Installation of distribution equipment (Siemens) - Installation of new feeders (ACWU Aluminum Cables) Power - Supply and installation of receptacles and power equipment - Supply power and connection to kitchen equipment Mechanical - Power and connection to all mechanical equipment listed on the drawings - Controls for mechanical equipment not included - Power and connection to heat trace. Heat trace controller and cable supplied by mechanical Data and Communications - Supply and installation of Voice/Data wiring - Supply and installation of conduit stubs into ceiling space - Supply and installation of J-Hook Raceway and conduit in exposed areas Security - Rough in only for security cameras (2 Cat6 Data Drops per camera) Fire Alarm - Supply and installation of fire alarm devices - Connection to fire suppression system >BP: Interior Alterations for the new tenant of this existing neighbourhood pub (Group A2) in the 6-storey hotel/neighbourhood pub building that is on the Vancouver Heritage Register (Class C). Scope includes new partition walls, new washrooms and new Class 1 cooking operation including kitchen equipment and rooftop unit. Proposed occupant load is 302 persons; maximum occupant load cannot exceed 425 persons (400 seats plus 25 staff) including patio due to washroom capacity and subject to Liquor License approval. | TDR Electric Inc
PP-2022-00240 | 2022-02-03 | 50 W CORDOVA STREET, Vancouver, BC V6B 1C9 | Plumbing Permit | Commercial | Tenant Improvement | Completed | Commercial - Full plumbing reno Interior Alterations for the new tenant of this existing neighbourhood pub (Group A2) in the 6-storey hotel/neighbourhood pub building that is on the Vancouver Heritage Register (Class C). Scope includes new partition walls, new washrooms and new Class 1 cooking operation including kitchen equipment and rooftop unit. Mechanical Review Notes: 1. Class 1 cooking operations (Grease-Laden Vapours). 2. Commercial kitchen exhaust system to NFPA 96 (Type 1 hood). | Kits Plumbing and Heating Ltd
SP-2021-01642 | 2022-04-21 | 50 W CORDOVA STREET, Vancouver, BC V6B 1C9 | Sprinkler Permit | Commercial | Tenant Improvement | Completed | Commercial - For sprinkler system alterations to the 2019 VBBL and NFPA 13, 2013 for the tenant improvements to provide interior Alterations for the new tenant of this existing neighbourhood pub (Group A2) in the 6-storey hotel/neighbourhood pub building that is on the Vancouver Heritage Register (Class C). Scope includes new partition walls, new washrooms and new Class 1 cooking operation including kitchen equipment and rooftop unit. Proposed occupant load is 302 persons; maximum occupant load cannot exceed 425 persons (400 seats plus 25 staff) including patio due to washroom capacity and subject to Liquor License approval. This application does not include any of the following: • Warehouse storage arrangements, or mobile compact storage arrangements. • Flexible sprinkler pipe. • Information Technology Equipment Rooms (e.g. IT Rooms, LAN Rooms, etc.). • New alternative solutions and/or modifications to existing alternative solutions. • Change in occupancy and/or hazard classification. Notes: 1. Sprinkler Engineer of Record Shoaib Khan, P.Eng. of Oculus Engineering. E: shoaib@oculusengineering.ca T: (778) 986-1945 2. One set of approved drawings and permit to be available for viewing at the jobsite 3. Combustible concealed spaces to protected by sprinklers. | CENTRE LINE FIRE SPRINKLERS LTD
PP-2022-03296 | 2022-09-16 | 50 W CORDOVA STREET, Vancouver, BC V6B 1C9 | Plumbing Permit | Residential | Renovation | Completed | Residential - re piped 3 auto washers >CF-2022-010240 >BP: Interior alterations to to construct a new electrical room to house the electrical equipment in the basement area of this existing Hotel and Neighbourhood Pub in this Municipally designated Heritage C building, for the BC Hydro "H" frame elimination project. Energy Upgrade exempted: H-Frame Removal Project | Pioneer Plumbing & Heating Inc
EP-2022-08523 | 2022-11-04 | 50 W CORDOVA STREET, Vancouver, BC V6B 1C9 | Electrical Permit | Commercial | Addition | Completed | Installation / Repair - Commercial - Installation of a security alarm system | Chubb Fire & Security Canada Corp
EP-2022-08955 | 2023-06-07 | 50 W CORDOVA STREET, Vancouver, BC V6B 1C9 | Electrical Permit | Residential | Renovation | Issued | Installation / Repair - Residential - unit #122 Apartment Room Renovation Kitchen. Install 2 wood stud back box and gfci receptacles for above counter plugs Install wood stud back box and range plug Install wood stud back box and plug for fridge Install new decora switch and cover for kitchen lights Washroom Install new exhaust fan Install 2 wood stud back box and gfci receptacles for washroom plugs Move switches from hallway to inside washroom Install 2g wood stud back box and switches for washroom Install wood stud octagon box for new light on ceiling, light supply to be by client Hallway and Living areas Replate all plugs and switches on existing walls Reinstate heat detector to hallway ceiling, as well as EOL resistor Panel Seismic lights in living room and kitchen t bar ceiling and get seismic report Verify all existing wiring is undamaged, replace as necessary Panel Clean Up/Seismic Existing Lights Seismic Existing Lights Reinstall Heat Detector to Hallway Ceiling Reinstall EOL Resistor to Hallway Wall Amend: Sept 8, 2023 Associated with CF-2022-009758 - WWOP fees applied | TDR Electric Inc
PP-2022-04378 | 2022-12-12 | 50 W CORDOVA STREET, Vancouver, BC V6B 1C9 | Plumbing Permit | Commercial | Tenant Improvement | Completed | Commercial - replace 14 shower diverters | Pioneer Plumbing & Heating Inc
EP-2023-06511 | 2023-07-19 | 50 W CORDOVA STREET, Vancouver, BC V6B 1C9 | Electrical Permit | Commercial | Addition | Issued | Installation / Repair - Commercial - -Supply and install 8 AWG 3C BX and 12 AWG 2C BX from Panel PB through crawl space to a junction box near open ceiling -Supply and install 1" EMT and Cabling from above Kitchen to Junction Box on rack near Rooftop Unit Penetration -Supply and install 3/4" EMT to transition to liquid tight conduit to disconnect on roof next to Rooftop Unit -Supply and install 3/4" liquid tight conduit and cabling from disconnect to Rooftop Unit -Supply and install 1/2" EMT and cabling from junction box to disconnect beside Air Handling Unit -Supply and install 12 AWG 2C Teck from disconnect to Air Handing Unit -Test connections and commission installation -Tidy site and dispose of garbage correctly and safely ***Note: A mechanical permit is required for the installation of heat pump. Electrical inspector will not carry out any inspections unless a mechanical permit is obtained. | TDR Electric Inc
NULL | NULL | 50 W CORDOVA STREET, Vancouver, BC V6B 1C9 | Mechanical Permit | NULL | NULL | Draft | NULL | Seasons Mechanical Inc
EP-2023-01250 | 2024-01-18 | 57 W CORDOVA STREET, Vancouver, BC V6B 1C8 | Electrical Permit | Residential | Renovation | Issued | Installation / Repair - Residential - RE&RE fire panel -we are not upgrading the fire panel, just replacing it with the exact same model. >BP: Interior alterations to add chain link fence to house the new electrical equipment in the basement area of this existing SRA building, Municipally Designated Heritage C Building for the BC Hydro "H" frame elimination project. Energy Upgrade exempted: H-Frame Removal Project OK for Field Review per K Vogt October 28, 2021 | Cobing Building Solutions Ltd
EP-2022-02557 | 2022-03-30 | 65 W CORDOVA STREET, Vancouver, BC | Electrical Permit | Commercial | Renovation | Completed | Installation / Repair - Commercial - Replacement of (two) existing EV chargers connected to existing wiring and installation of a gateway to facilitate Easypark paid charging. There will be no change to the service or to the loads, except for a minimal 120 volt load from the gateway. | Wespac Electrical Contractor Ltd
EP-2023-03363 | 2023-04-19 | 65 W CORDOVA STREET, Vancouver, BC | Electrical Permit | Commercial | Renovation - Dwelling Unit(s) only | Issued | Installation / Repair - Commercial - Landscape lighting and exterior lighting upgrade >BP: Exterior alterations for building envelope repair to this existing Municipally Designated Heritage Multiple Dwelling building. The scope includes - Install new waterproofing membrane for podium, roof decks and main roofs by removing and reinstating Landscaping - Exterior sealant renewal - Architectural concrete wall coating application - Balcony and concrete eyebrow re-waterproofing. Schedule A provided by Mauricio Gonzalez Alzate, P.Eng. Architectural (Building Envelope) Schedule B provided by Mauricio Gonzalez Alzate, P.Eng. Schedule D provided by Mauricio Gonzalez Alzate, P.Eng. OK for DB per Maxine (Heritage) & Mehdi (POD) OK for field review per Adrian Cashato | High Point Electric Ltd
EP-2024-00314 | 2024-01-17 | 151 W CORDOVA STREET, Vancouver, BC V6B 1E1 | Electrical Permit | Commercial | New | Issued | Installation / Repair - Commercial - wire rough-in and completion of CCTV installation | Columbia Security Systems & Surveillance Inc
EP-2022-02642 | 2022-04-04 | 151 W CORDOVA STREET, Vancouver, BC V6B 1E1 | Electrical Permit | Commercial | Addition | Completed | Installation / Repair - Commercial - Install one circuit 208V 40A from Electrical Panel C2B on Level 4 of the parking lot. Run 10 meters of 3/4" conduit, 8 AWG wires from panel to destination. Then install one FLO EV charger on the wall. | APC ALARM CORP
EP-2022-04751 | 2022-06-07 | 151 W CORDOVA STREET, Vancouver, BC V6B 1E1 | Electrical Permit | Commercial | Renovation | Completed | Installation / Repair - Commercial - Replacement of 94 only Rab(jam jar style) luminaires in stairwells. Installing LED bulbs rated for enclosures. Replace 9 florescent strip luminaires with LED equivalent in stairwells. | Quantum Lighting Inc
EP-2022-03086 | 2022-04-19 | 175 W CORDOVA STREET, Vancouver, BC V6B 1E1 | Electrical Permit | Commercial | Tenant Improvement | Completed | Installation / Repair - Commercial - Install trapeze supports for fibre guide and ladder tray in four rooms with bonding to existing Ground bars. Bond equipment cabinets with #6 | Mott Electric General Partnership
EP-2022-03087 | 2022-04-19 | 175 W CORDOVA STREET, Vancouver, BC V6B 1E1 | Electrical Permit | Commercial | Tenant Improvement | Completed | Installation / Repair - Commercial - Install 8 3" EMT conduits from Level 1 to Level 3 on trapeze supports Install 8 3" EMT conduits from Level 1 to Level 4 on trapeze supports X-ray, Coring firestopping slab penetrations all conduits to have ground bushing on ends of runs bonded to existing Ground Bars | Mott Electric General Partnership
EP-2022-02335 | 2022-06-23 | 175 W CORDOVA STREET, Vancouver, BC V6B 1E1 | Electrical Permit | Commercial | Tenant Improvement | Issued | Installation / Repair - Commercial - Install new 12.5/25KV Underground Service. Install Vista switch and two 2000A Substations with 3000A switchboards and Transfer switches. Connect two 1750 KW generators on the roof. 4th floor install new lighting and controls, FA Vesda system, Pedestal Grounding for raised floor and 8 CRAC units connected to evaporators on the roof >BP: Interior Alterations - to rehabilitate existing penthouse roof level by adding mechanical units and roof screens to mitigate visual impact. Scope of work includes: - Replacing parking spaces with fuel storage room containing two 4,000 gal fuel storage tanks - Adding new electrical room, BC Hydro Room and Telecommunication Room in the basement - Installing new partition walls and raised floor on the fourth floor - Installing new conduit shaft from the main floor to the third floor - Adding two generators, load bank, condensers and equipment screen on the roof - Replacing roofing system and relocating roof drains - Providing seismic upgrade (upgrade Level S4) by adding shear walls from basement to fourth floor * Reviewed under VBBL 2019* | Mott Electric General Partnership
SP-2022-00198 | 2022-02-14 | 175 W CORDOVA STREET, Vancouver, BC V6B 1E1 | Sprinkler Permit | Commercial | Tenant Improvement | Completed | Commercial - Sprinkler head adds and deletes >BP: P1-L4 Interior alterations to provide common area upgrades in this existing 4 storey office building on this site. Scope of Work: upgrade existing stairwell handrails, washroom finishes and construct new universal accessible washroom on level 2. REVISION #1: add a new raised floor and Server Room on Level 4 and increase project value from $850,000 to $900,000. Oct 12, 2021 mlh Energy Upgrade: E4 - Lighting - Upgrade all Lighting Controls (per 9.4.1.1 of ASHRAE 90.1-2016) Letters of Assurance submitted by: Schedule A, Danny Wong, Architect, ph: 604-773-2068 Architectural Schedule B, Danny Ka Wai Wong, Architect, ph: 604-773-2068 Electrical Schedule B, Cameron Ballard, P.Eng., ph: 604-347-9722 Mechanical and Plumbing Schedule B, Jordan Taylor, P.Eng., ph: 604-631-9631 Building Sprinklered - separate sprinkler permit is not required. >*****This application does not include any of the following: 1. Not more than 20 sprinklers (add, relocate, or remove), 2. hydraulic calculations, 3. change in occupancy and /or hazard classification, 4. warehouse storage arrangements, 5. mobile compact storage arrangements, 6. alternative solutions, 7. changes to the sprinkler system supply piping (e.g. valves, mains, cross-mains, branch-lines, etc.), or 8. flexible sprinkler pipe. | Troy Life & Fire Safety Limited Protection Incendia Troyu Ltee
EP-2022-00933 | 2022-02-09 | 175 W CORDOVA STREET, Vancouver, BC V6B 1E1 | Electrical Permit | Commercial | Tenant Improvement | Completed | Installation / Repair - Commercial - Remove existing lighting. Replace with new. Relocate Fire Alarm devices to new layout Remove existing receptacles. Install new receptacles >BP: P1-L4 Interior alterations to provide common area upgrades in this existing 4 storey office building on this site. Scope of Work: upgrade existing stairwell handrails, washroom finishes and construct new universal accessible washroom on level 2. REVISION #1: add a new raised floor and Server Room on Level 4 and increase project value from $850,000 to $900,000. Oct 12, 2021 mlh Energy Upgrade: E4 - Lighting - Upgrade all Lighting Controls (per 9.4.1.1 of ASHRAE 90.1-2016) Letters of Assurance submitted by: Schedule A, Danny Wong, Architect, ph: 604-773-2068 Architectural Schedule B, Danny Ka Wai Wong, Architect, ph: 604-773-2068 Electrical Schedule B, Cameron Ballard, P.Eng., ph: 604-347-9722 Mechanical and Plumbing Schedule B, Jordan Taylor, P.Eng., ph: 604-631-9631 Building Sprinklered - separate sprinkler permit is not required. | Mott Electric General Partnership
SP-2021-01740 | 2023-03-06 | 175 W CORDOVA STREET, Vancouver, BC V6B 1E1 | Sprinkler Permit | Commercial | Tenant Improvement | Issued | Commercial - Sprinkler system alterations to the 2019 VBBL and NFPA 13, 2013 for the tenant improvements in the basement for new fuel storage, electrical, BC Hydro and telecommunication rooms. | Viking Fire Protection Inc
EP-2024-00026 | 2024-01-03 | 175 W CORDOVA STREET, Vancouver, BC V6B 1E1 | Electrical Permit | Commercial | NULL | Issued | Annual / Operating - Misc electrical work throughout Renewal of EP-2023-00025 Valid January 4, 2024 until January 3, 2025 | Mott Electric General Partnership
NULL | NULL | 175 W CORDOVA STREET, Vancouver, BC V6B 1E1 | Electrical Permit | Commercial | NULL | Withdrawn | Annual / Operating - Misc work throughout | Mott Electric General Partnership
EP-2023-09279 | 2023-10-16 | 175 W CORDOVA STREET, Vancouver, BC V6B 1E1 | Electrical Permit | Commercial | Addition | Issued | Installation / Repair - Commercial - Installation of Extra Low Voltage HVAC. >BP: Interior and Exterior alterations - to rehabilitate existing penthouse roof level by adding mechanical units and roof screens to mitigate visual impact. Scope of work includes: - Replacing parking spaces with fuel storage room containing two 4,000 gal fuel storage tanks - Adding new electrical room, BC Hydro Room and Telecommunication Room in the basement - Installing new partition walls and raised floor on the fourth floor - Installing new conduit shaft from the basement slab to the underneath side of the roof deck - Adding two generators, load bank, condensers and equipment screen on the roof - Replacing roofing system and relocating roof drains - Providing seismic upgrade (upgrade Level S4) by adding shear walls from basement to fourth floor Building Review Branch Notes: Scope is classified as Minor Renovation and required upgrade is F1, S2, N1, A2, E2. Applicant proposes to voluntary upgrade the building to S4. * Reviewed under VBBL 2019* Revision #1 - Jan 26, 2023, J. Chen - Change applicant, registered professionals (Architect, Electrical Engineer and Mechanical Engineer) - Change location of proposed shear walls at south side all the way from basement to 4th floor - Change location and size of the shaft for electrical conduit all the way from basement to 4th floor - Change 2-hr shaft assembly from <D6> to <D2> - Relocate accessible washroom on the 4th floor - Change voluntary structural upgrade level to S3 (S2 is required) Revision #2 - Sep XX, 2023, J. Chen - See Terms for the scope | Control Solutions Ltd
NULL | NULL | 175 W CORDOVA STREET, Vancouver, BC V6B 1E1 | Electrical Permit | Commercial | NULL | Withdrawn | Annual / Operating - Annual permit | Mott Electric General Partnership
PP-2023-00905 | 2023-03-17 | 175 W CORDOVA STREET, Vancouver, BC V6B 1E1 | Plumbing Permit | Commercial | Addition | Completed | Commercial - - Added parkade drains. - Relocated parkade drains. - Added sump and pump. - Added roof drains. - Relocated washroom group. >BP: Interior and Exterior alterations - to rehabilitate existing penthouse roof level by adding mechanical units and roof screens to mitigate visual impact. Scope of work includes: - Replacing parking spaces with fuel storage room containing two 4,000 gal fuel storage tanks - Adding new electrical room, BC Hydro Room and Telecommunication Room in the basement - Installing new partition walls and raised floor on the fourth floor - Installing new conduit shaft from the basement slab to the underneath side of the roof deck - Adding two generators, load bank, condensers and equipment screen on the roof - Replacing roofing system and relocating roof drains - Providing seismic upgrade (upgrade Level S4) by adding shear walls from basement to fourth floor | Fred Welsh Ltd
NULL | NULL | 175 W CORDOVA STREET, Vancouver, BC V6B 1E1 | Mechanical Permit | NULL | NULL | Draft | NULL | Coral Canada Wide Ltd
EP-2023-05484 | 2023-06-21 | 175 W CORDOVA STREET, Vancouver, BC V6B 1E1 | Electrical Permit | Commercial | Tenant Improvement | Issued | Installation / Repair - Commercial - CCTV Cameras and Access Control. | Combined Systems Inc
EP-2023-00025 | 2023-01-04 | 175 W CORDOVA STREET, Vancouver, BC V6B 1E1 | Electrical Permit | Commercial | NULL | Expired | Annual / Operating - Misc electrical work throughout Valid January 04, 2023 until January 03, 2024 | Mott Electric General Partnership
EP-2023-00165 | 2023-01-11 | 175 W CORDOVA STREET, Vancouver, BC V6B 1E1 | Electrical Permit | Commercial | Addition | Completed | Installation / Repair - Commercial - Install heat trace to domestic cold water (roof top hydrants); electrical connections by others. >BP: Interior and Exterior alterations - to rehabilitate existing penthouse roof level by adding mechanical units and roof screens to mitigate visual impact. Scope of work includes: - Replacing parking spaces with fuel storage room containing two 4,000 gal fuel storage tanks - Adding new electrical room, BC Hydro Room and Telecommunication Room in the basement - Installing new partition walls and raised floor on the fourth floor - Installing new conduit shaft from the basement slab to the underneath side of the roof deck - Adding two generators, load bank, condensers and equipment screen on the roof - Replacing roofing system and relocating roof drains - Providing seismic upgrade (upgrade Level S4) by adding shear walls from basement to fourth floor Building Review Branch Notes: Scope is classified as Minor Renovation and required upgrade is F1, S2, N1, A2, E2. Applicant proposes to voluntary upgrade the building to S4. * Reviewed under VBBL 2019* Revision#1 - Dec xx, 2022, J. Chen - Change registered professionals (Architect, Electrical Engineer and Mechanical Engineer) - Change location of proposed shear walls at south side all the way from basement ceiling to 4th floor - Change location and size of the shaft for electrical conduit all the way from basement to 4th floor - Change 2-hr shaft assembly from <D6> to <D2> - Relocate accessible washroom on the 4th floor - Change voluntary structural upgrade level to S3 (S2 is required) | Artech Electric Ltd
EP-2022-09120 | 2022-10-26 | 175 W CORDOVA STREET, Vancouver, BC V6B 1E1 | Electrical Permit | Commercial | New | Expired | Temporary Power - Commercial - To provide temporary power. | Mott Electric General Partnership
EP-2022-06567 | 2022-08-05 | 175 W CORDOVA STREET, Vancouver, BC V6B 1E1 | Electrical Permit | Commercial | Tenant Improvement | Completed | Installation / Repair - Commercial - Install empty 3" and 4" conduits between basement and level 4 in two locations. Trapeze supports will be installed. No building permit associated with this scope. Mott is only running conduits through existing riser closet and across open floors. No new walls are being built. | Mott Electric General Partnership
EP-2023-07990 | 2023-09-12 | 3766 W 7TH AVENUE, Vancouver, BC V6R 1W8 | Electrical Permit | Commercial | Renovation | Completed | Installation / Repair - Commercial - Wiring alterations in the common lounge of senior living building | Ryan Charles Pagnossin
EP-2022-07291 | 2022-08-29 | 554 W 60TH AVENUE, Vancouver, BC V6P 1Z7 | Electrical Permit | Residential | New | Expired | Temporary Power - Residential - To provide temporary power. | SAAB ELECTRIC LTD
EP-2023-05538 | 2023-07-12 | 554 W 60TH AVENUE, Vancouver, BC V6P 1Z7 | Electrical Permit | Residential | New | Issued | Installation / Repair - Residential - New electrical work Complete wiring and finishing. Two separate services being installed. 2 x 200amp services will be installed at garage. Dual meter base for both to accommodate secondary suite for both sides of duplex. >BP: To construct a two-storey two-family dwelling with two secondary suites ($982,250) located in the basement, with a detached accessory building (garage) at the rear providing 2 parking spaces, having vehicular access from the lane. The entire building, INCLUDING THE ATTACHED GARAGE (if applicable), to be sprinklered to 2 x NFPA 13D. Note: Covenant to be registered prior to sheathing inspection. 1. No strata titling permitted 2. A/C units proposed in rear yard and half storey 3. No Bar sinks proposed 4. Schedule B: Jason Hui, P.Eng. Structural & Geotechnical 5. HPO: Residential Builder - Vanwell Homes Ltd | SAAB ELECTRIC LTD
EP-2023-06330 | 2023-07-14 | 554 W 60TH AVENUE, Vancouver, BC V6P 1Z7 | Electrical Permit | Residential | New | Issued | Installation / Repair - Residential - Installation of scurity, intercom, tel, tv, data, rough-in & completion; camera prewiring only. >BP: To construct a two-storey two-family dwelling with two secondary suites ($982,250) located in the basement, with a detached accessory building (garage) at the rear providing 2 parking spaces, having vehicular access from the lane. The entire building, INCLUDING THE ATTACHED GARAGE (if applicable), to be sprinklered to 2 x NFPA 13D. Note: Covenant to be registered prior to sheathing inspection. 1. No strata titling permitted 2. A/C units proposed in rear yard and half storey 3. No Bar sinks proposed 4. Schedule B: Jason Hui, P.Eng. Structural & Geotechnical 5. HPO: Residential Builder - Vanwell Homes Ltd ***This permit is issued under the VBBL 2019, with updated energy requirements as per bylaw # 12997 effective Jan 01, 2022.*** | Repel Security Systems Ltd
GP-2023-02205 | 2023-07-25 | 554 W 60TH AVENUE, Vancouver, BC V6P 1Z7 | Gas Permit | Residential | New | Issued | Residential - 2 Ranges & 2 Fireplaces gas piping for ranges gas piping for Fireplaces only, no venting >BP: To construct a two-storey two-family dwelling with two secondary suites **Amendment- September 21, 2023 - Added 2 Firplaces piping only** | M & P Plumbing & Heating Ltd
MP-2023-00808 | 2023-05-09 | 554 W 60TH AVENUE, Vancouver, BC V6P 1Z7 | Mechanical Permit | NULL | NULL | Issued | NULL | M & P Plumbing & Heating Ltd
PP-2023-00317 | 2023-01-31 | 554 W 60TH AVENUE, Vancouver, BC V6P 1Z7 | Plumbing Permit | Residential | New | Issued | Residential - Backyard sump n front yard connection | Swift Site Services Ltd
SP-2023-00834 | 2023-05-15 | 554 W 60TH AVENUE, Vancouver, BC V6P 1Z7 | Sprinkler Permit | Residential | New | Issued | Residential - New sprinkler system >BP: To construct a two-storey two-family dwelling with two secondary suites located in the basement, with a detached accessory building (garage) at the rear providing 2 parking spaces, having vehicular access from the lane. The entire building, INCLUDING THE ATTACHED GARAGE (if applicable), to be sprinklered to 2 x NFPA 13D. Note: Covenant to be registered prior to sheathing inspection. 1. No strata titling permitted 2. A/C units proposed in rear yard and half storey 3. No Bar sinks proposed 4. Schedule B: Jason Hui, P.Eng. Structural & Geotechnical 5. HPO: Residential Builder - Vanwell Homes Ltd | Haven Fire Protection Ltd
PP-2023-01387 | 2023-04-20 | 554 W 60TH AVENUE, Vancouver, BC V6P 1Z7 | Plumbing Permit | Residential | New | Issued | Residential - 2FD+2SS - EAST - 554 W 60TH AV - #1 & #2 WEST - 556 W 60TH AV - #1 & #2 plumbing >DB: To construct a two-storey two-family dwelling with two secondary suites located in the basement, with a detached accessory building (garage) at the rear providing 2 parking spaces, having vehicular access from the lane. The entire building, INCLUDING THE ATTACHED GARAGE (if applicable), to be sprinklered to 2 x NFPA 13D. Note: Covenant to be registered prior to sheathing inspection. 1. No strata titling permitted 2. A/C units proposed in rear yard and half storey 3. No Bar sinks proposed | M & P Plumbing & Heating Ltd
GP-2023-02936 | 2023-10-05 | 576 W 60TH AVENUE, Vancouver, BC V6P 1Z7 | Gas Permit | Residential | Tenant Improvement | Completed | Residential - RE & RE HOT WATER TANK | 484081 BC LTD
GP-2023-03940 | 2023-12-07 | 1469 W 64TH AVENUE, Vancouver, BC V6P 2N5 | Gas Permit | Residential | Tenant Improvement | Completed | Residential - To remove and replace boiler and hot water tank and install Combination boiler | Lew Plumbing And Heating Ltd
GP-2023-02386 | 2023-08-15 | 1558 W 64TH AVENUE, Vancouver, BC V6P 2N9 | Gas Permit | Residential | Renovation | Completed | Residential - BOILER / HWT RE&RE | Ferenc Nagy
GP-2022-03248 | 2022-10-20 | 1559 W 64TH AVENUE, Vancouver, BC V6P 2N8 | Gas Permit | Residential | Renovation - Dwelling Unit(s) only | Completed | Residential - Furnace replacement | Heatco Furnace Services Ltd
EP-2022-06344 | 2022-07-27 | 847 W 67TH AVENUE, Vancouver, BC V6P 2S4 | Electrical Permit | Residential | New | Expired | Temporary Power - Residential - TEMORARY POWER VALID: JULY 27/2022 - JULY 26/2023 To provide temporary power. | Eagle West Electrical Ltd.
PP-2023-00842 | 2023-03-14 | 847 W 67TH AVENUE, Vancouver, BC V6P 2S4 | Plumbing Permit | Residential | New | Completed | Residential - 1x outside gravity sump | J & R Excavation & Demolition Ltd.
PP-2023-01654 | 2023-05-10 | 847 W 67TH AVENUE, Vancouver, BC V6P 2S4 | Plumbing Permit | Residential | Renovation | Completed | Residential - 2FD - WEST - 847 W 7TH AV EAST - 845 W 67TH AV To rough in the following fixtures: 6 toilets, 6 bathroom sinks, 2 bathtubs, 2 showers, 2 kitchen sinks, and 2 laundry washers. >DB: To construct a 2 storey two-family dwelling with a attached accessory building (garage) providing 2 parking spaces, having vehicular access from the lane. 1. No A/C Unit proposed | Paolo's Plumbing & Heating Ltd
EP-2023-04327 | 2023-05-29 | 847 W 67TH AVENUE, Vancouver, BC V6P 2S4 | Electrical Permit | Residential | New | Completed | Installation / Repair - Residential - ¦ 2FD ¦ 2 SEPARATE SERVICES ¦ 1- 200A ¦ 1- 200A ¦ New Construction - No gas to house, all load below fully electric - Range - AC unit - Hot water tank - Dryer - Baseboard heat - Car charger >Permit Amendment *Service details change from 1- 400A to 2- 200A -"Service changed from 400amp duplex meterbase to 2x200amp service with separate meterbases" *Document(s) uploaded to "Application Documents" tab for Electrical Inspector review. Documents are at pending status at time of permit amendment approval. *An approved mechanical permit is required for the installation of air conditioning or heat pump unit at the time of installation before an electrical inspection will be performed >BP: To construct a 2 storey two-family dwelling ($534,428.15) with a attached accessory building (garage) providing 2 parking spaces, having vehicular access from the lane. 1. No A/C Unit proposed 2. Schedule B: (Tarek A. El Amoury) P.Eng (604.336.5080) Structural 3. Schedule B: (Bryan Lui) P.Eng (604.882.8475) Geotechnical 4. HPO: Residential Builder- Ventura Enterprises Inc. Note: This is a 2 storey building pursuant to the Zoning and Development By-Law **THIS PERMIT HAS BEEN ISSUED UNDER THE REQUIREMENTS OF VBBL #12511 (2019) ** | Eagle West Electrical Ltd.
SP-2023-01073 | 2023-06-16 | 847 W 67TH AVENUE, Vancouver, BC V6P 2S4 | Sprinkler Permit | Residential | New | Completed | Residential - New sprinkler system for duplex >BP: To construct a 2 storey two-family dwelling with a attached accessory building (garage) providing 2 parking spaces, having vehicular access from the lane. 1. No A/C Unit proposed 2. Schedule B: (Tarek A. El Amoury) P.Eng (604.336.5080) Structural 3. Schedule B: (Bryan Lui) P.Eng (604.882.8475) Geotechnical 4. HPO: Residential Builder- Ventura Enterprises Inc. Note: This is a 2 storey building pursuant to the Zoning and Development By-Law | Allright Sprinklers Ltd
EP-2023-05932 | 2023-07-04 | 847 W 67TH AVENUE, Vancouver, BC V6P 2S4 | Electrical Permit | Residential | New | Completed | Installation / Repair - Residential - Install Tv, telephone, alarm prewire and completeion. >BP: To construct a 2 storey two-family dwelling ($534,428.15) with a attached accessory building (garage) providing 2 parking spaces, having vehicular access from the lane. 1. No A/C Unit proposed 2. Schedule B: (Tarek A. El Amoury) P.Eng (604.336.5080) Structural 3. Schedule B: (Bryan Lui) P.Eng (604.882.8475) Geotechnical 4. HPO: Residential Builder- Ventura Enterprises Inc. Note: This is a 2 storey building pursuant to the Zoning and Development By-Law **THIS PERMIT HAS BEEN ISSUED UNDER THE REQUIREMENTS OF VBBL #12511 (2019) ** | Tvisha Technologies Ltd
EP-2023-03473 | 2023-05-08 | 1551 W 68TH AVENUE, Vancouver, BC V6P 2V4 | Electrical Permit | Residential | Addition | Completed | Installation / Repair - Residential - installing a heat pump for the house *MP-2023-00657 | Division 16 Technologies Ltd
NULL | NULL | 1551 W 68TH AVENUE, Vancouver, BC V6P 2V4 | Electrical Permit | Residential | New | Withdrawn | Installation / Repair - Residential - installation of heat pump | Division 16 Technologies Ltd
MP-2023-00657 | 2023-04-18 | 1551 W 68TH AVENUE, Vancouver, BC V6P 2V4 | Mechanical Permit | NULL | NULL | Completed | NULL | DISPATCH PLUMBING INC
NULL | NULL | 1551 W 68TH AVENUE, Vancouver, BC V6P 2V4 | Mechanical Permit | NULL | NULL | Draft | NULL | DISPATCH PLUMBING INC
NULL | NULL | 2280 W 6TH AVENUE, Vancouver, BC V6K 1V8 | Gas Permit | Commercial | Renovation | Draft | Commercial - Replacement of heating system and indirect tanks | Modest Plumbing and Heating Ltd
PP-2024-00039 | 2024-01-05 | 2280 W 6TH AVENUE, Vancouver, BC V6K 1V8 | Plumbing Permit | Commercial | Addition | Issued | Commercial - CCC inspection Premises backflow device installation | Canadian Plumbing Systems Ltd.
EP-2022-03659 | 2022-05-12 | 2285 W 6TH AVENUE, Vancouver, BC V6K 1V7 | Electrical Permit | Commercial | Renovation - Dwelling Unit(s) only | Completed | Installation / Repair - Commercial - provide and install 20 new 24/48 space electrical panels, and breakers for all existing circuits. safety check of wiring for 40 baseboard heaters (CF-2022-002004) | TLX Electric Inc
GP-2023-02132 | 2023-07-18 | 2323 W 6TH AVENUE, Vancouver, BC V6K 1W1 | Gas Permit | Residential | Renovation | Completed | Residential - replacement hot water tank | Hillcrest Plumbing & Heating (1991) Ltd
EP-2023-08150 | 2023-09-15 | 2335 W 6TH AVENUE, Vancouver, BC V6K 1W1 | Electrical Permit | Residential | Renovation | Issued | Installation / Repair - Residential - Upgrading service from 60 Amps to 100 Amps | E S R Electric Ltd
GP-2023-00077 | 2023-01-09 | 2394 W 6TH AVENUE, Vancouver, BC V6K 1V9 | Gas Permit | Residential | Renovation | Completed | Residential - Re & Re Boiler & Hot Water Heater | Eaton's Heating Ltd
GP-2023-02911 | 2023-10-16 | 2475 W 6TH AVENUE, Vancouver, BC V6K 1W2 | Gas Permit | Residential | Renovation | Completed | Residential - Replace boiler with Combination Boiler | Impetus Plumbing & Heating Ltd
GP-2022-02225 | 2022-07-28 | 2536 W 7TH AVENUE, Vancouver, BC V6K 1Y9 | Gas Permit | Residential | Tenant Improvement | Completed | Residential - decommissioning and removal of gas furnace | 0994152 BC Ltd
EP-2022-02944 | 2022-04-14 | 2536 W 7TH AVENUE, Vancouver, BC V6K 1Y9 | Electrical Permit | Residential | Renovation | Completed | Installation / Repair - Residential - Add third electrical meter for "house panel" to existing 200A splitter/service to power laundry room, heat pump, and installation of a DCC12 controller and a EV charger. BC Hydro permission granted. | ANS Electrical Installations Ltd
MP-2022-00627 | 2022-11-30 | 4405 W 7TH AVENUE, Vancouver, BC V6R 1X1 | Mechanical Permit | NULL | NULL | Completed | NULL | 0994152 BC Ltd
EP-2022-10121 | 2022-11-30 | 4405 W 7TH AVENUE, Vancouver, BC V6R 1X1 | Electrical Permit | Residential | Tenant Improvement | Completed | Installation / Repair - Residential - Electrical to outdoor heat pump Related to MP-2022-00627 | 0994152 BC Ltd
GP-2023-03499 | 2023-11-14 | 4416 W 7TH AVENUE, Vancouver, BC V6R 1W9 | Gas Permit | Residential | New | Issued | Residential - Two fireplaces capped off: Living room fireplace: Montigo H38DF BTU 26000 serial 2-070528-158201 capped off gas and removed (due to fire) Dining room fireplace Off due to improper installation Vermont Castings VWDV70NTSC BTU 51000 | BC Fireplace Service Inc
GP-2022-03348 | 2022-10-28 | 4424 W 7TH AVENUE, Vancouver, BC V6R 1W9 | Gas Permit | Residential | Renovation | Completed | Residential - Hot Water Tank Replacement | Hillcrest Plumbing & Heating (1991) Ltd
EP-2023-00443 | 2023-01-20 | 2545 W 8TH AVENUE, Vancouver, BC V6K 2B3 | Electrical Permit | Residential | Addition | Issued | Installation / Repair - Residential - Install dedicated 40A circuit for the purpose of EV Charging >Permit Amendment Jan 17, 2024 -Document Review: Rejected ¦ -Document(s) uploaded to "Application Documents" tab for Electrical Inspector review. Electrical contractor to request an electrical inspection online for the District Electrical Inspector to review document(s): https://plposweb.vancouver.ca/Public/Login.aspx ¦ Include "Document review only" in the requestor comments | HT Electric Ltd
NULL | NULL | 2545 W 8TH AVENUE, Vancouver, BC V6K 2B3 | Electrical Permit | Residential | Addition | Withdrawn | Installation / Repair - Residential - Install dedicated 40a circuit for the purpose of an EV Charger | NULL
EP-2023-06857 | 2023-07-27 | 2609 W 8TH AVENUE, Vancouver, BC V6K 2B5 | Electrical Permit | Residential | New | Issued | Temporary Power - Residential - To provide temporary power. NOTE: Work authorized by this permit is for placement of a temporary power pole only and does not authorize any site construction and/or excavation. A separate Building Permit will be required prior to commencement of any other work on this site. | Altech Electric Ltd
EP-2023-08932 | 2023-10-23 | 2609 W 8TH AVENUE, Vancouver, BC V6K 2B5 | Electrical Permit | Residential | New | Issued | Installation / Repair - Residential - ¦ 1FD + 1SS- 200A ¦ Electrical wiring for single family dwelling and with secondary suite. Installation of duplex meter with 200amp overhead service, 1st meter-125amp for main house. 2nd meter -100amp for secondary suite. *An approved mechanical permit is required for the installation of air conditioning or heat pump unit at the time of installation before an electrical inspection will be performed >BP: To construct a 2 storey one-family dwelling with a secondary suite located in the Basement($469,750) with a detached accessory building (garage) at the rear providing 2 parking spaces, having vehicular access from the lane. Note: The entire building to be sprinklered to NFPA 13D Note: This is a 2 storey building pursuant to the Zoning and Development By-Law Note: As shown by an asterisk (*) on the building permit floor plans and/or elevations, exit protection is required to be provided in accordance with Articles 9.9.4.4., 9.9.4.6., and/or 9.37.2.8. of the 2019 VBBL. 1. Covenant registered at the Land Title Office under CB491099 2. Heat pump to propose at rear. 3. Schedule B: (A.D.A Prahalad) P.Eng (604.831.1431) Structural & Geotechnical 4. HPO: Residential Builder- (Comfort Development Ltd.) ***This permit is issued under the VBBL 2019, with updated energy requirements as per bylaw # 12997 effective Jan 01, 2022.*** | Altech Electric Ltd
PP-2023-03545 | 2023-10-10 | 2609 W 8TH AVENUE, Vancouver, BC V6K 2B5 | Plumbing Permit | Residential | New | Issued | Residential - Sump | Canadian Excavating Ltd
PP-2023-04160 | 2023-11-27 | 2609 W 8TH AVENUE, Vancouver, BC V6K 2B5 | Plumbing Permit | Residential | New | Issued | Residential - 1FD+SS - #1 & #2 - Plumbing >DB: To construct a 2 storey one-family dwelling with a secondary suite located in the Basement with a detached accessory building (garage) at the rear providing 2 parking spaces, having vehicular access from the lane. Note: The entire building to be sprinklered to NFPA 13D 1. Covenant registered at the Land Title Office under CB491099 2. Heat pump to propose at rear. ***This permit is issued under the VBBL 2019, with updated energy requirements as per bylaw # 12997 effective Jan 01, 2022.*** | WDR CONTRACTING LTD
GP-2022-02317 | 2022-08-08 | 4430 W 7TH AVENUE, Vancouver, BC V6R 1W9 | Gas Permit | Residential | Renovation | Completed | Residential - Replace furnace with new one , two pipe direct venting | Vector Home Services Inc
GP-2023-01868 | 2023-08-01 | 4447 W 7TH AVENUE, Vancouver, BC V6R 1X1 | Gas Permit | Residential | Tenant Improvement | Completed | Residential - 1 furnace & 1 water heater | Gandy Installations Ltd
EP-2022-02479 | 2022-03-29 | 4476 W 7TH AVENUE, Vancouver, BC V6R 1W9 | Electrical Permit | Residential | Renovation | Completed | Installation / Repair - Residential - Add (1) electrical panel in the garage for a new EV charger (7680W). >>Amend: July 22nd Grounding and bonding: new ground plate and water and gas line in the main house - The main electrical service size is 200A Scope of work: -The service was not changed. It stayed 200Amps. -we added a 200Amp panel in the garage -we added a new ground plate for the new panel. -we worked with BC hydro yo disconnect and reconnect. No service wiring was changed. All original. | NV Electrical Inc
GP-2023-01210 | 2023-04-13 | 4485 W 7TH AVENUE, Vancouver, BC V6R 1X1 | Gas Permit | Residential | Renovation | Completed | Residential - boiler re&re | Ferenc Nagy
GP-2023-01560 | 2023-05-15 | 4493 W 7TH AVENUE, Vancouver, BC V6R 1X1 | Gas Permit | Residential | Renovation | Issued | Residential - -To remove and dispose of existing boiler system and water heater. To supply and install wall mounted Navien Combi NHB-110 110,000 BTU 95% high efficient boiler. Other Gas Permit Reference: GP-2022-02524 | Ashton Service Group/Ashton Mechanical Ltd.
GP-2022-02524 | 2022-08-24 | 4493 W 7TH AVENUE, Vancouver, BC V6R 1X1 | Gas Permit | Residential | Renovation | Issued | Residential - Decommission and remove furnace | Ashton Service Group/Ashton Mechanical Ltd.
MP-2023-01633 | 2023-09-07 | 1498 W 55TH AVENUE, Vancouver, BC V6P 1R5 | Mechanical Permit | NULL | NULL | Completed | NULL | Central Commercial & Residential Services
EP-2023-08015 | 2023-09-12 | 1498 W 55TH AVENUE, Vancouver, BC V6P 1R5 | Electrical Permit | Residential | New | Completed | Installation / Repair - Residential - ¦ 1FD- 200A SERVICE UPGRADE/ HP ¦ 200A overhead service upgrade, dedicated circuits for 2x new heat pumps; 1x 25A MOCP + 1x 35A MOCP *MP-2023-01633: Issued (Heating and Cooling) | KOVAC ELECTRICAL GROUP LTD.
PP-2023-03786 | 2023-10-27 | 3140 W 55TH AVENUE, Vancouver, BC V6N 3W9 | Plumbing Permit | Residential | New | Issued | Residential - 3x outside gravity sump Dec 19/2023-AMEND add 1x outside sanitary sump | J & R Excavation & Demolition Ltd.
PP-2022-04367 | 2022-12-08 | 3140 W 55TH AVENUE, Vancouver, BC V6N 3W9 | Plumbing Permit | Residential | New | Issued | Residential - New Construction >BP: ******Part 3 Residential Building & Part 5 Design******* To construct a One-Family Dwelling - Part 3 Residential Building with an attached garage, having vehicular access from W. 55th Avenue; and To construct a farm stable building and a detached accessory building for storage of farm equipment. ******THIS PERMIT HAS BEEN REVIEWED & ISSUED UNDER THE REQUIREMENTS OF VBBL 2019 ******** | Paris Plumbing And Heating Ltd
EP-2023-04392 | NULL | 3140 W 55TH AVENUE, Vancouver, BC V6N 3W9 | Electrical Permit | Residential | New | Withdrawn | Installation / Repair - Residential - Wiring of detached equestrian stable -this application is for the stable/barn building | Kuban Electric Ltd
EP-2023-05473 | 2023-06-20 | 3140 W 55TH AVENUE, Vancouver, BC V6N 3W9 | Electrical Permit | Residential | Renovation | Issued | Temporary Power - Residential - To provide temporary power. -renewal of EP-2022-05073 -Valid June 15, 2023- June 14, 2024 | Kuban Electric Ltd
EP-2023-03070 | 2023-05-01 | 3140 W 55TH AVENUE, Vancouver, BC V6N 3W9 | Electrical Permit | Residential | New | Issued | Installation / Repair - Residential - Wiring for new construction main house (single family dwelling) with a 600 amp underground service, and a pool. Note: The service box and service equipment will be located above the flood elevation. Branch circuits in areas designated as flood hazard zones will have ground fault circuit protection as required *Amend Jun 06, 2023 -"Wiring of detached equestrian stable/ barn building" >BP: ******Part 3 Residential Building & Part 5 Design******* To construct a One-Family Dwelling - Part 3 Residential Building with an attached garage, having vehicular access from W. 55th Avenue; and To construct a farm stable building and a detached accessory building for storage of farm equipment. ******THIS PERMIT HAS BEEN REVIEWED & ISSUED UNDER THE REQUIREMENTS OF VBBL 2019 ******** Rev#1 - C. Fong - March 16, 2023. - Change of the Structural Engineer of Record from P. Eng. Florencio Bautista to P. Eng. Dan Wicke, P. Eng. effective February 1, 2023. Building Review Branch Notes: 1. Sch. A, D, Arch. B, Struct. B, Geo. B, Mech. & Plmb. B are submitted. 2. Separate permit is required for the outdoor swimming pool. 3. Compliance with VBBL 2019 amendment effective January 1, 2022. 4. Entire residential building is to be sprinklered to NFPA 13D, and the farm stable building and equipment shed are sprinklered to NFPA 13 requirements. 5. All new windows, doors, and skylights shall conform to AAMA/WDMA/CSA101/I.S.2/A440, NAFS. | Kuban Electric Ltd
EP-2022-05073 | 2022-06-14 | 3140 W 55TH AVENUE, Vancouver, BC V6N 3W9 | Electrical Permit | Residential | New | Expired | Temporary Power - Residential - To provide temporary power. | Kuban Electric Ltd
EP-2024-00518 | NULL | 2153 W 51ST AVENUE, Vancouver, BC V6P 1E4 | Electrical Permit | Residential | Renovation | Application Incomplete | Installation / Repair - Residential - 200A service upgrade | Wespac Electrical Contractor Ltd
EP-2023-10384 | 2023-11-17 | 2680 W 4TH AVENUE, Vancouver, BC V6K 4S3 | Electrical Permit | Commercial | NULL | Issued | Annual / Operating - Minor electrical installation, repair and maintenance Renewal of EP-2022-09516 Valid: October 14, 2023 to October 13, 2024 | Berts Electric (2001) Ltd
EP-2022-09516 | 2022-11-09 | 2680 W 4TH AVENUE, Vancouver, BC V6K 4S3 | Electrical Permit | Commercial | NULL | Expired | Annual / Operating - Minor electrical installation, repair and maintenance Renewal of EP-2021-07329 Valid: October 14, 2022 to October 13, 2023 | Berts Electric (2001) Ltd
EP-2023-04554 | 2023-05-24 | 2480 W 51ST AVENUE, Vancouver, BC V6P 1G1 | Electrical Permit | Commercial | NULL | Expired | Movie Set / Filming - To allow for Movie Set/Filming Applicant shall provide completed Contractor Declaration form, and dates of filming and associated location(s) to csinspection.clerks@vancouver.ca prior to the commencement of filming. Visit vancouver.ca/inspections for more details. | In The City Entertainment Inc
PP-2023-00269 | 2023-01-26 | 2290 W 4TH AVENUE, Vancouver, BC V6K 1N8 | Plumbing Permit | Commercial | Tenant Improvement | Completed | Commercial - Install a backflow preventer on a water filter connection. This application is made as a result of a Cross Connection Control inspection. | Vancouver Backflow Testing Ltd
SP-2023-00963 | 2023-06-02 | 2028 W 53RD AVENUE, Vancouver, BC V6P 1L4 | Sprinkler Permit | Residential | New | Issued | Residential - installation of a new fire sprinkler system >BP: To construct a 2 storey one-family dwelling with an attached garage providing 2 parking spaces, having vehicular access from West 53 Avenue. Note: This is a 2 storey building pursuant to the Zoning and Development By-Law 1- Bar/Sink proposed in basement 2- A/C units proposed rear yard South elevation. - To comply to City of Vancouver Noise Bylaw #6555 3- Schedule B: Antony Wang, P.Eng (604-618-6236) Structural & Geotechnical 4- HPO: Residential Builder - Ding Construction Inc. 778-882-9928 5- Secondary Suite Non-Stratification Covenant CA9070800 | CENTRE LINE FIRE SPRINKLERS LTD
EP-2022-09401 | 2022-11-04 | 2028 W 53RD AVENUE, Vancouver, BC V6P 1L4 | Electrical Permit | Residential | New | Expired | Temporary Power - Residential - To provide temporary power. | Ming Electric Ltd
EP-2023-10072 | 2023-11-07 | 2028 W 53RD AVENUE, Vancouver, BC V6P 1L4 | Electrical Permit | Residential | New | Issued | Temporary Power - Residential - To provide temporary power. | NORTHERN LIGHTS ELECTRIC LTD
EP-2023-08322 | 2023-09-25 | 2028 W 53RD AVENUE, Vancouver, BC V6P 1L4 | Electrical Permit | Residential | New | Issued | Installation / Repair - Residential - New construction of a single detached house >BP: To construct a 2 storey one-family dwelling ($1,635,250.00) with an attached garage providing 2 parking spaces, having vehicular access from West 53 Avenue. Note: This is a 2 storey building pursuant to the Zoning and Development By-Law 1- Bar/Sink proposed in basement 2- A/C units proposed rear yard South elevation. - To comply to City of Vancouver Noise Bylaw #6555 3- Schedule B: Antony Wang, P.Eng (604-618-6236) Structural & Geotechnical 4- HPO: Residential Builder - Ding Construction Inc. 778-882-9928 5- Secondary Suite Non-Stratification Covenant CA9070800 ******THIS PERMIT HAS BEEN ISSUED UNDER THE REQUIREMENTS OF VBBL #12511 (2019)****** | NORTHERN LIGHTS ELECTRIC LTD
EP-2023-08739 | 2023-09-27 | 2028 W 53RD AVENUE, Vancouver, BC V6P 1L4 | Electrical Permit | Residential | New | Issued | Installation / Repair - Residential - Wiring and installation of security alarm system, CCTV, Intercom, Tel, TV, Data, Audio, Vacuum. >BP: To construct a 2 storey one-family dwelling ($1,635,250.00) with an attached garage providing 2 parking spaces, having vehicular access from West 53 Avenue. Note: This is a 2 storey building pursuant to the Zoning and Development By-Law 1- Bar/Sink proposed in basement 2- A/C units proposed rear yard South elevation. - To comply to City of Vancouver Noise Bylaw #6555 3- Schedule B: Antony Wang, P.Eng (604-618-6236) Structural & Geotechnical 4- HPO: Residential Builder - Ding Construction Inc. 778-882-9928 5- Secondary Suite Non-Stratification Covenant CA9070800 ******THIS PERMIT HAS BEEN ISSUED UNDER THE REQUIREMENTS OF VBBL #12511 (2019)****** | Hysun Technology Inc
PP-2022-01212 | 2022-04-08 | 2028 W 53RD AVENUE, Vancouver, BC V6P 1L4 | Plumbing Permit | Residential | New | Issued | Residential - 1FD+SS - #1 & #2 - New plumbing project To construct a 2 storey one-family dwelling with an attached garage providing 2 parking spaces, having vehicular access from West 53 Avenue. 1- Bar/Sink proposed in basement 2- A/C unit proposed in rear yard | Fly On Side Construction Ltd
PP-2022-00222 | 2022-01-25 | 2028 W 53RD AVENUE, Vancouver, BC V6P 1L4 | Plumbing Permit | Residential | New | Expired | Residential - one outside sump To construct a 2 storey one-family dwelling with an attached garage providing 2 parking spaces, having vehicular access from West 53 Avenue. Note: This Building Permit will remain in a suspended status until the associated (green) Demolition Permit BP-2021-01207 is completed. Note: This is a 2 storey building pursuant to the Zoning and Development By-Law 1- Bar/Sink proposed in basement 2- A/C unit proposed in rear yard | East West Excavating Ltd
PP-2022-00416 | 2022-02-10 | 2028 W 53RD AVENUE, Vancouver, BC V6P 1L4 | Plumbing Permit | Residential | New | Issued | Residential - 1FD+SS - Two Outside Sump one with sump one on Gravity To construct a 2 storey one-family dwelling with an attached garage providing 2 parking spaces, having vehicular access from West 53 Avenue. Note: This is a 2 storey building pursuant to the Zoning and Development By-Law 1- Bar/Sink proposed in basement 2- A/C unit proposed in rear yard | East West Excavating Ltd
SP-2022-01933 | 2022-11-22 | 2061 W 53RD AVENUE, Vancouver, BC V6P 1L3 | Sprinkler Permit | Residential | Renovation | Completed | Residential - 7 sprinkler heads added and relocated >BP: Building Permit only for New 1fd w/ attached garage & detached accessory building (club house) 1) A/C unit added in closet, on upper floor and A/C unit added inside garage. | BC FIRE SPRINKLERS--Gordon Knight
PP-2022-02857 | 2022-08-16 | 2061 W 53RD AVENUE, Vancouver, BC V6P 1L3 | Plumbing Permit | Residential | New | Completed | Residential - Lawn irrigation system | Zhongmin Zhao DBA Colorful Garden
EP-2023-04631 | 2023-05-29 | 2061 W 53RD AVENUE, Vancouver, BC V6P 1L3 | Electrical Permit | Residential | New | Completed | Installation / Repair - Residential - Alarm finish. >BP: Building Permit only for New 1fd w/ attached garage & detached accessory building (club house) 1) A/C unit added in closet, on upper floor and A/C unit added inside garage. | SHS Alarm BC Ltd
GP-2022-00389 | 2022-02-08 | 2114 W 53RD AVENUE, Vancouver, BC V6P 1L5 | Gas Permit | Residential | Addition | Completed | Residential - Gas insert fireplace installation Work under this permit shall be in accordance with the advice provided from the Archaeology Branch of BC’s email dated May 22, 2020. In the unlikely event unanticipated archaeological remains are encountered, stop work immediately and contact the Province at 250.953.3345. | Vaglio Fireplace LTD
EP-2023-02544 | NULL | 2166 W 53RD AVENUE, Vancouver, BC V6P 1L7 | Electrical Permit | Residential | Renovation | Applicant Revisions | Installation / Repair - Residential - We installed a circuit for a heat pump *GP-2022-02461: Completed ¦ WWOP applied | Douglas Millington o/a Moose Electric
EP-2023-02816 | NULL | 2166 W 53RD AVENUE, Vancouver, BC V6P 1L7 | Electrical Permit | Residential | Renovation | Withdrawn | Installation / Repair - Residential - We are installing a circuit for a heat pump | Douglas Millington o/a Moose Electric
GP-2022-02461 | 2022-08-19 | 2166 W 53RD AVENUE, Vancouver, BC V6P 1L7 | Gas Permit | Residential | Renovation | Completed | Residential - Decommission and remove furnace and install electrical heat pump | Ashton Service Group/Ashton Mechanical Ltd.
GP-2022-02373 | NULL | 2166 W 53RD AVENUE, Vancouver, BC V6P 1L7 | Gas Permit | Residential | Renovation | Cancelled | Residential - • Remove existing furnace, clean room and disposal/recycle • Install new high efficiency 40000 BTU 2 stage variable speed furnace • Install new Daikin Fit heat pump • Install new evaporator coil • Install new Daikin One Wi-Fi Capable Thermostat | Ashton Service Group/Ashton Mechanical Ltd.
GP-2023-01312 | 2023-04-20 | 2188 W 53RD AVENUE, Vancouver, BC V6P 1L7 | Gas Permit | Residential | Addition | Completed | Residential - Remove mid efficient boiler and supply and install high efficiency Rinnai Boiler with indirect tank | Michael M Connolly
GP-2023-03290 | 2023-10-30 | 2196 W 53RD AVENUE, Vancouver, BC V6P 1L7 | Gas Permit | Residential | Renovation | Completed | Residential - 2 Furnace replacements. | House Smart Home Improvements Ltd
NULL | NULL | 2999 W 53RD AVENUE, Vancouver, BC V6N 3W2 | Electrical Permit | Residential | Renovation | Withdrawn | Installation / Repair - Residential | NULL
EP-2023-06793 | 2023-08-14 | 2999 W 53RD AVENUE, Vancouver, BC V6N 3W2 | Electrical Permit | Residential | Addition | Issued | Installation / Repair - Residential - 200A service for equestrian property. Private pole with service built on pole. Single phase overhead service. -CF-2022-009212 | F & S Electrical Ltd
GP-2023-03359 | 2023-11-03 | 3145 W 53RD AVENUE, Vancouver, BC V6N 4B6 | Gas Permit | Residential | Renovation - Dwelling Unit(s) only | Issued | Residential - Installing gas boiler | Reid Brothers Plumbing & Heating Ltd
EP-2022-00391 | 2022-01-25 | 680 W 54TH AVENUE, Vancouver, BC V6P 1M2 | Electrical Permit | Residential | Renovation - Dwelling Unit(s) only | Completed | Installation / Repair - Residential - According the letter,replace a sub panel,supply and install 6 s/m alarms,install the gfci receptacles and wiring 2 circuits. --CF-2021-014504 A)remark the panel. B)delete the flex cord and extension cord. C)replace the damaged wall plates for outlets. D)check and test the unauthorized wiring. E)use the flex conduit protect the loomed cable from mechanic damage under 1.5 m. F)electrical box for cable connections G)fix the damaged device. -CF-2021-014504 | Ying Shi dba York Electrical Services
GP-2022-01744 | 2022-06-07 | 1026 W 59TH AVENUE, Vancouver, BC V6P 1Y2 | Gas Permit | Residential | Tenant Improvement | Completed | Residential - removal and re installation of gas range | MAPLE APPLIANCE LTD
GP-2023-03752 | 2023-11-28 | 1068 W 59TH AVENUE, Vancouver, BC V6P 1Y2 | Gas Permit | Residential | Renovation | Completed | Residential - boiler re&re | Ferenc Nagy
GP-2022-03710 | 2022-11-24 | 1195 W 59TH AVENUE, Vancouver, BC V6P 1Y1 | Gas Permit | Residential | Renovation | Cancelled | Residential - Re &re Boiler | Milani Plumbing Heating & Air Conditioning Ltd
GP-2022-03711 | 2022-11-24 | 1195 W 59TH AVENUE, Vancouver, BC V6P 1Y1 | Gas Permit | Residential | Renovation | Completed | Residential - Re&re Boiler | Milani Plumbing Heating & Air Conditioning Ltd
EP-2023-07576 | 2023-08-18 | 1207 W 59TH AVENUE, Vancouver, BC V6P 1Y1 | Electrical Permit | Residential | New | Issued | Temporary Power - Residential - To provide temporary power. NOTE: Work authorized by this permit is for placement of a temporary power pole only and does not authorize any site construction and/or excavation. A separate Building Permit will be required prior to commencement of any other work on this site. | Ying Shi dba York Electrical Services
GP-2023-04146 | 2023-12-21 | 1208 W 59TH AVENUE, Vancouver, BC V6P 1Y4 | Gas Permit | Residential | Renovation | Issued | Residential - Decommission and remove old gas furnace and install new furnace | Ashton Service Group/Ashton Mechanical Ltd.
PP-2022-01732 | 2022-05-24 | 3260 W 48TH AVENUE, Vancouver, BC V6N 3P8 | Plumbing Permit | Residential | New | Completed | Residential - residential plumbing >BP: To construct a 2 storey + cellar one-family dwelling with an attached garage providing 2 parking spaces, having vehicular access from the street. 1. A/C Unit proposed at site yard with owner's responsibility to comply with Noise Control by-Law#6555. 2. Bar sink located in main floor. 3. Schedule B: (Rob Quiring) P.Eng (604.854.3799) Structural (Main house & Pool house) 4.Schedule B: (B.Klarich) P.Eng (604.619.8875) Structural (Pool ) 5. Schedule B: (Matt Kokan) P.Eng (604.439.0922) Geotechnical ( Main house, Pool house & Pool ) 6. BC Housing (Owner Builder) This is a 2 storey building pursuant to the Zoning and Development By-Law ******THIS PERMIT HAS BEEN ISSUED UNDER THE REQUIREMENTS OF VBBL 2019.****** "Combustible projections or roof soffits on an exposing building face shall not project to less than .45m from the property line and shall be in compliance with VBBL 2019 9.10.15.5.(9) The entire building, INCLUDING THE ATTACHED GARAGE (if applicable), to be sprinklered to NFPA 13D. Any alterations or conversions to the attached garage (if applicable) to habitable living space shall not be permitted without first obtaining the approval of the Director of Planning and the Chief Building Official. Thermal protection measures and Laneway house design guidelines shall be required to be met prior to the approval of the conversion. | Barrowtown Enterprises Ltd
PP-2022-01733 | NULL | 3260 W 48TH AVENUE, Vancouver, BC V6N 3P8 | Plumbing Permit | Residential | New | Withdrawn | Residential - pool house plumbing, one bathroom and a mechanical rm | Barrowtown Enterprises Ltd
NULL | NULL | 3260 W 48TH AVENUE, Vancouver, BC V6N 3P8 | Plumbing Permit | Residential | New | Withdrawn | Residential - New Plumbing | Barrowtown Enterprises Ltd
EP-2022-03131 | 2022-04-20 | 3260 W 48TH AVENUE, Vancouver, BC V6N 3P8 | Electrical Permit | Residential | New | Completed | Installation / Repair - Residential - New home electrical service, and branch circuits >BP: To construct a 2 storey + cellar one-family dwelling with an attached garage providing 2 parking spaces, having vehicular access from the street. 1. A/C Unit proposed at site yard with owner's responsibility to comply with Noise Control by-Law#6555. 2. Bar sink located in main floor. 3. Schedule B: (Rob Quiring) P.Eng (604.854.3799) Structural (Main house & Pool house) 4.Schedule B: (B.Klarich) P.Eng (604.619.8875) Structural (Pool ) 5. Schedule B: (Matt Kokan) P.Eng (604.439.0922) Geotechnical ( Main house, Pool house & Pool ) 6. BC Housing (Owner Builder) This is a 2 storey building pursuant to the Zoning and Development By-Law ******THIS PERMIT HAS BEEN ISSUED UNDER THE REQUIREMENTS OF VBBL 2019.****** "Combustible projections or roof soffits on an exposing building face shall not project to less than .45m from the property line and shall be in compliance with VBBL 2019 9.10.15.5.(9) The entire building, INCLUDING THE ATTACHED GARAGE (if applicable), to be sprinklered to NFPA 13D. Any alterations or conversions to the attached garage (if applicable) to habitable living space shall not be permitted without first obtaining the approval of the Director of Planning and the Chief Building Official. Thermal protection measures and Laneway house design guidelines shall be required to be met prior to the approval of the conversion. | Faraday Electrical Contractors Ltd
EP-2022-09307 | 2022-11-02 | 3260 W 48TH AVENUE, Vancouver, BC V6N 3P8 | Electrical Permit | Residential | New | Expired | Temporary Power - Residential - To provide temporary power. | Faraday Electrical Contractors Ltd
GP-2022-02274 | 2022-08-03 | 3260 W 48TH AVENUE, Vancouver, BC V6N 3P8 | Gas Permit | Residential | Renovation | Completed | Residential - installation of 1 gas fireplace - venting & Hook up only >BP: To construct a 2 storey + cellar one-family dwelling with an attached garage providing 2 parking spaces, having vehicular access from the street. 1. A/C Unit proposed at site yard with owner's responsibility to comply with Noise Control by-Law#6555. 2. Bar sink located in main floor. 3. Schedule B: (Rob Quiring) P.Eng (604.854.3799) Structural (Main house & Pool house) 4.Schedule B: (B.Klarich) P.Eng (604.619.8875) Structural (Pool ) 5. Schedule B: (Matt Kokan) P.Eng (604.439.0922) Geotechnical ( Main house, Pool house & Pool ) 6. BC Housing (Owner Builder) This is a 2 storey building pursuant to the Zoning and Development By-Law ******THIS PERMIT HAS BEEN ISSUED UNDER THE REQUIREMENTS OF VBBL 2019.****** "Combustible projections or roof soffits on an exposing building face shall not project to less than .45m from the property line and shall be in compliance with VBBL 2019 9.10.15.5.(9) The entire building, INCLUDING THE ATTACHED GARAGE (if applicable), to be sprinklered to NFPA 13D. Any alterations or conversions to the attached garage (if applicable) to habitable living space shall not be permitted without first obtaining the approval of the Director of Planning and the Chief Building Official. Thermal protection measures and Laneway house design guidelines shall be required to be met prior to the approval of the conversion. | Urban Fireplaces Ltd
SP-2022-01231 | 2022-08-04 | 3260 W 48TH AVENUE, Vancouver, BC V6N 3P8 | Sprinkler Permit | Residential | New | Completed | Residential - 1FD - Installation of new fire sprinkler system To construct a 2 storey + cellar one-family dwelling with an attached garage providing 2 parking spaces, having vehicular access from the street. 1. A/C Unit proposed at site yard with owner's responsibility to comply with Noise Control by-Law#6555. 2. Bar sink located in main floor. The entire building, INCLUDING THE ATTACHED GARAGE (if applicable), to be sprinklered to NFPA 13D. | Fire Busters Inc
PP-2022-02162 | 2022-06-21 | 3260 W 48TH AVENUE, Vancouver, BC V6N 3P8 | Plumbing Permit | Residential | New | Completed | Residential - Installing 3 sumps Drain Tile Sump R.W.L Sump Sewer Sump "Engineering Assurance letter will be submitted with the District Inspector on the site" >>Amend: Sept. 15th -I would like to add pool sump and pump on this permit and please see attached engineering letter for sump pump. | Dhillon Drainage Ltd
EP-2022-06929 | 2022-08-17 | 3260 W 48TH AVENUE, Vancouver, BC V6N 3P8 | Electrical Permit | Residential | New | Completed | Installation / Repair - Residential - 1FD - low voltage Security alarm, tel/data/cable/, intercom, Audio, CCTV. To construct a 2 storey + cellar one-family dwelling with an attached garage providing 2 parking spaces, having vehicular access from the street. 1. A/C Unit proposed at site yard with owner's responsibility to comply with Noise Control by-Law#6555. 2. Bar sink located in main floor. | Orca Automation Corp
GP-2022-02611 | 2022-08-31 | 3260 W 48TH AVENUE, Vancouver, BC V6N 3P8 | Gas Permit | Residential | New | Completed | Residential - New house with a Range, Dryer and Fireplace piping only. underground line will have Firepit, Generator and BBQ >To construct a 2 storey + cellar one-family dwelling with an attached garage providing 2 parking spaces, having vehicular access from the street. 1. A/C Unit proposed at site yard with owner's responsibility to comply with Noise Control by-Law#6555. 2. Bar sink located in main floor. 3. Schedule B: (Rob Quiring) P.Eng (604.854.3799) Structural (Main house & Pool house) 4.Schedule B: (B.Klarich) P.Eng (604.619.8875) Structural (Pool ) 5. Schedule B: (Matt Kokan) P.Eng (604.439.0922) Geotechnical ( Main house, Pool house & Pool ) 6. BC Housing (Owner Builder) This is a 2 storey building pursuant to the Zoning and Development By-Law ******THIS PERMIT HAS BEEN ISSUED UNDER THE REQUIREMENTS OF VBBL 2019.****** "Combustible projections or roof soffits on an exposing building face shall not project to less than .45m from the property line and shall be in compliance with VBBL 2019 9.10.15.5.(9) The entire building, INCLUDING THE ATTACHED GARAGE (if applicable), to be sprinklered to NFPA 13D. Any alterations or conversions to the attached garage (if applicable) to habitable living space shall not be permitted without first obtaining the approval of the Director of Planning and the Chief Building Official. Thermal protection measures and Laneway house design guidelines shall be required to be met prior to the approval of the conversion. Amend: Feb 9th, 2023 Underground line add Piping only for Patio Heater100,000 BTU , second BBQ Box 100,000 Btu and Outdoor fireplace 60,000 Btu | Leonard Steven Walton
EP-2023-02999 | 2023-04-18 | 3260 W 48TH AVENUE, Vancouver, BC V6N 3P8 | Electrical Permit | Residential | New | Completed | Installation / Repair - Residential - pool house, 2 x pump bathroom >BP: To construct a 2 storey + cellar one-family dwelling with an attached garage providing 2 parking spaces, having vehicular access from the street. 1. A/C Unit proposed at side yard with owner's responsibility to comply to Noise Control Bylaw #6555. 2. Bar sink located in main floor. 3. Schedule B: (Rob Quiring) P.Eng (604.854.3799) Structural (Main house & Pool house) 4. Schedule B: (B.Klarich) P.Eng (604.619.8875) Structural (Pool ) 5. Schedule B: (Matt Kokan) P.Eng (604.439.0922) Geotechnical ( Main house, Pool house & Pool ) 6. Schedule B Architectural & Schedule D P.Eng. Julio Reynel- Garcia 778-998-0709 (Building Envelope) 7. BC Housing HPO (Owner Builder -Robert Reed) This is a 2 storey building pursuant to the Zoning and Development By-Law ******THIS PERMIT HAS BEEN ISSUED UNDER THE REQUIREMENTS OF VBBL 2019.****** "Combustible projections or roof soffits on an exposing building face shall not project to less than .45m from the property line and shall be in compliance with VBBL 2019 9.10.15.5.(9) The entire building, INCLUDING THE ATTACHED GARAGE (if applicable), to be sprinklered to NFPA 13D. Any alterations or conversions to the attached garage (if applicable) to habitable living space shall not be permitted without first obtaining the approval of the Director of Planning and the Chief Building Official. Thermal protection measures and Laneway house design guidelines shall be required to be met prior to the approval of the conversion. | Faraday Electrical Contractors Ltd
PP-2023-01139 | 2023-04-03 | 3260 W 48TH AVENUE, Vancouver, BC V6N 3P8 | Plumbing Permit | Residential | New | Completed | Residential - Install 3/4" backflow prevention device for irrigation >BP: To construct a 2 storey + cellar one-family dwelling with an attached garage providing 2 parking spaces, having vehicular access from the street. | M&M Industries Ltd
EP-2023-02762 | 2023-04-18 | 3280 W 48TH AVENUE, Vancouver, BC V6N 3P8 | Electrical Permit | Residential | New | Issued | Installation / Repair - Residential - This is a new single house with outdoor swiming pool: single-phase service, all outlets, roughing and connection, lighting system, and all electrical equipment connection. In rough in procedure also pre-wire the data and TV communication cables. 1x400amp service electrical Meter system. 2x Main panel : 200A. 1 swimming pool subpanel:100A >BP: To construct a 2 storey + cellar one-family dwelling ($1,595,500) with an attached garage providing 2 parking spaces, having vehicular access from West Avenue. The entire building, INCLUDING THE ATTACHED GARAGE (if applicable), to be sprinklered to NFPA 13D. 1- No Bar/Sink proposed 2- A/C unit proposed in rear yard & cellar 3- Schedule B: Tong NGO, P.Eng (604.372.2120) Architectural & Structural 4- Schedule B: Jian Zhong P.Eng (604.362.7021) Geotechnical 5- HPO: Residential Builder - Kouver Custom Homes Ltd ******THIS PERMIT HAS BEEN ISSUED UNDER THE REQUIREMENTS OF VBBL #12511 (2019)****** | AIGO TECHNOLOGY INC
PP-2023-01320 | 2023-04-17 | 3280 W 48TH AVENUE, Vancouver, BC V6N 3P8 | Plumbing Permit | Residential | New | Issued | Residential - Install Sumps | Apollo Excavating & Civil Works Ltd.
EP-2023-04840 | 2023-05-31 | 3280 W 48TH AVENUE, Vancouver, BC V6N 3P8 | Electrical Permit | Residential | New | Issued | Temporary Power - Residential - To provide temporary power. | AIGO TECHNOLOGY INC
SP-2024-00080 | 2024-01-25 | 3280 W 48TH AVENUE, Vancouver, BC V6N 3P8 | Sprinkler Permit | Residential | New | Issued | Residential - 1FD - New fire sprinkler installation >DB: To construct a 2 storey + cellar one-family dwelling with an attached garage providing 2 parking spaces, having vehicular access from West Avenue. The entire building, INCLUDING THE ATTACHED GARAGE (if applicable), to be sprinklered to NFPA 13D. 1- No Bar/Sink proposed 2- A/C unit proposed in rear yard & cellar ******THIS PERMIT HAS BEEN ISSUED UNDER THE REQUIREMENTS OF VBBL #12511 (2019)****** | Spectrum Fire Protection Ltd
PP-2023-02904 | 2023-08-17 | 3280 W 48TH AVENUE, Vancouver, BC V6N 3P8 | Plumbing Permit | Residential | New | Issued | Residential - all rough in and finishing >BP: To construct a 2 storey + cellar one-family dwelling ($1,595,500) with an attached garage providing 2 parking spaces, having vehicular access from West Avenue. The entire building, INCLUDING THE ATTACHED GARAGE (if applicable), to be sprinklered to NFPA 13D. 1- No Bar/Sink proposed 2- A/C unit proposed in rear yard & cellar 3- Schedule B: Tong NGO, P.Eng (604.372.2120) Architectural & Structural 4- Schedule B: Jian Zhong P.Eng (604.362.7021) Geotechnical 5- HPO: Residential Builder - Kouver Custom Homes Ltd ******THIS PERMIT HAS BEEN ISSUED UNDER THE REQUIREMENTS OF VBBL #12511 (2019)****** | GS Plumbing Ltd
MP-2023-01540 | 2023-08-21 | 3280 W 48TH AVENUE, Vancouver, BC V6N 3P8 | Mechanical Permit | NULL | NULL | Issued | NULL | GS Plumbing Ltd
EP-2022-04442 | 2022-05-27 | 3280 W 48TH AVENUE, Vancouver, BC V6N 3P8 | Electrical Permit | Residential | New | Expired | Temporary Power - Residential - To provide temporary power. | Aidea Solutions Ltd
EP-2022-04699 | 2022-06-06 | 3540 W 48TH AVENUE, Vancouver, BC V6N 3R1 | Electrical Permit | Residential | Tenant Improvement | Cancelled | Installation / Repair - Residential - Service upgrade from 100 amps to 200 amps. AMMENDED HEAT PUMP INSTAL MECHANICAL PERMIT IS REQUIRED. Amend: June 29, 2022 update the FSR on this permit to be Nghi P. Nguyen. CEL000250960. Class A | Moore And Russell Heating And Air Conditioning Ltd
GP-2023-03984 | 2023-12-11 | 3563 W 48TH AVENUE, Vancouver, BC V6N 3P9 | Gas Permit | Residential | Renovation | Issued | Residential - RE&RE boiler | Milani Plumbing Heating & Air Conditioning Ltd
EP-2022-04024 | NULL | 75 W 48TH AVENUE, Vancouver, BC V5Y 2Y5 | Electrical Permit | Residential | Addition | Withdrawn | Installation / Repair - Residential - Installation of new feed for heat pump. Cable from from main panel along outside of house to a 40A disconnect. | CF Electrical Services ltd
EP-2024-00234 | 2024-01-17 | 75 W 48TH AVENUE, Vancouver, BC V5Y 2Y5 | Electrical Permit | Residential | Addition | Issued | Installation / Repair - Residential - -Install EV Charger | KKY Electrical & Contracting Ltd
GP-2022-03465 | 2022-11-07 | 75 W 48TH AVENUE, Vancouver, BC V5Y 2Y5 | Gas Permit | Residential | Renovation | Completed | Residential - Venting and hookup only | REAL LIGHTING & FIREPLACES LTD
PP-2023-03334 | 2023-09-19 | 85 W 48TH AVENUE, Vancouver, BC V5Y 2Y5 | Plumbing Permit | Residential | New | Issued | Residential - 1FD+SS - #1 & #2 - Install one outside sump without pump | Octiscapes Site Services Ltd
EP-2023-03596 | 2023-10-10 | 85 W 48TH AVENUE, Vancouver, BC V5Y 2Y5 | Electrical Permit | Residential | New | Issued | Installation / Repair - Residential - ¦ 1FD + 1SS- 200A ¦ Main house full wiring -400 amp service *An approved mechanical permit is required for the installation of air conditioning or heat pump unit at the time of installation before an electrical inspection will be performed | Arcwest Electric Ltd
EP-2023-03597 | 2023-04-25 | 85 W 48TH AVENUE, Vancouver, BC V5Y 2Y5 | Electrical Permit | Residential | New | Issued | Temporary Power - Residential - To provide temporary power. | Arcwest Electric Ltd
SP-2023-01871 | 2023-10-11 | 85 W 48TH AVENUE, Vancouver, BC V5Y 2Y5 | Sprinkler Permit | Residential | New | Issued | Residential - Installation of Main house sprinkler system. >BP: To construct a 2 storey + basement one-family dwelling with a secondary suite located in the basement with a detached accessory building (garage), at the rear providing 2 parking spaces, having vehicular access from the lane. Note: This is a 2 storey building pursuant to the Zoning and Development By-Law 1- Covenant registered at the Land Title Office under CB533419 2- No strata titling permitted 3- Bar sink proposed 4- HEAT PUMP unit proposed 5- Schedule B: Struc: Min Park P Eng (778-836-7221) Structural 6- Schedule B: Joseph (Inseok) Oh, P Eng (604-513-4190) Geotechnical 7- HPO: Residential Builder – Embark Homes Ltd 48451 Form# 473432 8- Entire Building to have NFPA 13-D | Cobing Building Solutions Ltd
SP-2023-01872 | 2023-10-11 | 85 W 48TH AVENUE, Vancouver, BC V5Y 2Y5 | Sprinkler Permit | Residential | New | Issued | Residential - Installation of lane way house sprinkler system. >BP: To construct a 2 storey laneway house building ($225,000) with an attached garage and 1 open parking pad, providing a total of 2 parking spaces, having vehicular access from the lane. Note: This is a 2 storey building pursuant to the Zoning and Development By-Law 1- Covenant registered at the Land Title Office under CB533419 2- No strata titling permitted 3- Schedule B: Struc: Min Park P Eng (778-836-7221) Structural 4- Schedule B: Joseph (Inseok) Oh, P Eng (604-513-4190) Geotechnical 5- HPO: Residential Builder – Embark Homes Ltd 48451 Form# 473432 6- Entire Building to have NFPA 13-D | Cobing Building Solutions Ltd
EP-2023-09863 | 2023-11-15 | 96 W 48TH AVENUE, Vancouver, BC V5Y 2Y4 | Electrical Permit | Residential | Addition | Completed | Installation / Repair - Residential - Install Meter base and service feeder for replace existing service | KKY Electrical & Contracting Ltd
GP-2023-01336 | 2023-04-24 | 101 W 48TH AVENUE, Vancouver, BC V5Y 2Y6 | Gas Permit | Residential | Addition | Completed | Residential - Furnace 90,000 BTU re/re | HAMZEH GERAMI Dba Nation Heating & Cooling
GP-2022-01707 | 2022-06-21 | 120 W 48TH AVENUE, Vancouver, BC V5Y 2Y7 | Gas Permit | Residential | Renovation - Dwelling Unit(s) only | Completed | Residential - RE N RE - WATER HEATER REPLACEMENT | CoStar Home Energy Ltd
GP-2022-00240 | 2022-01-27 | 2468 W 45TH AVENUE, Vancouver, BC V6M 2J8 | Gas Permit | Residential | Renovation | Completed | Residential - re and re viessmann boiler | Lambert Plumbing & Heating Ltd
EP-2023-03633 | 2023-05-01 | 2532 W 45TH AVENUE, Vancouver, BC V6N 3L1 | Electrical Permit | Residential | Tenant Improvement | Completed | Installation / Repair - Residential - Electrical Installation of heat pump *An approved mechanical permit is required for the installation of air conditioning or heat pump unit at the time of installation before an electrical inspection will be performed | Moore And Russell Heating And Air Conditioning Ltd
EP-2023-09045 | 2023-10-30 | 2302 W 4TH AVENUE, Vancouver, BC V6K 1P1 | Electrical Permit | Commercial | Renovation | Issued | Installation / Repair - Commercial - exterior lighting signage upgrades In speaking to the Electrical Inspector, we are just replacing the wiring going to the old sign, we are not doing any lighting in the interior or on the exterior, he believes we do not need to fill out the Ashrae forms, the sign company will be responsible for the sign permit. >BP: Exterior alterations to building envelope repairs to this retail store at this existing one-storey commercial building on this site. Scope of work includes: Removal of existing cladding and windows, repair/replacement of building membrane, upgraded windows and doors, rain screen façade installation, and new awnings. Sch A & B (Arch): Hugh Cochlin, 604-879-0118, Proscenium Architecture + Interiors Inc. Sch D : Patrick Grzelak, 604-320-1999, JRS Engineering Ltd. | INT Electrical Ltd
PP-2023-00340 | 2023-02-01 | 2315 W 4TH AVENUE, Vancouver, BC V6K 1P2 | Plumbing Permit | Commercial | Renovation | Completed | Commercial - Installation/amending backflow preventers as per City of Vancouver Cross Connection Control Survey report. | Vantage Mechanical Ltd
EP-2023-08447 | 2023-09-18 | 2346 W 4TH AVENUE, Vancouver, BC V6K 1P1 | Electrical Permit | Commercial | Renovation | Issued | Temporary Power - Commercial - To provide temporary power. | INT Electrical Ltd
EP-2023-01770 | 2023-03-03 | 2360 W 4TH AVENUE, Vancouver, BC V6K 1P1 | Electrical Permit | Commercial | Tenant Improvement | Completed | Installation / Repair - Commercial - Extra Low Voltage - Installing upgraded Security Alarm system | Tyco Integrated Fire & Security Canada Inc/Tyco Feu Et Securite Integres Canada Inc
EP-2022-08951 | 2022-10-27 | 2360 W 4TH AVENUE, Vancouver, BC V6K 1P1 | Electrical Permit | Commercial | Tenant Improvement | Completed | Installation / Repair - Commercial - TI to existing building for a Credit Unoin The retrofitted building is only a shell. All new lighting, and a new simple monitored fire alarm system for sprinklers and strobe/horns. >BP: To alter the interior of this existing one-storey Financial Institution building to provide first tenant improvements. Letters of assurance submitted: Sch B (Arch): Mark Hamiliton, Architect, 604.682.6881 Ext.285 Sch B (Str): Mark Van Bockhoven, P.Eng, 604.255.1169 Sch B (Mech, Plumb): Patrick Stewart, P.Eng., 604.684.5995 Sch B (Elec): HyungRyul Joo, P.Eng., 604.298.4858 Notes: 1. This building is sprinklered 2. Sprinkler Contractor: Viking Fire Protection Inc. | Bemister Electric Ltd.
SP-2022-01970 | 2023-01-25 | 2360 W 4TH AVENUE, Vancouver, BC V6K 1P1 | Sprinkler Permit | Commercial | Tenant Improvement | Completed | Commercial - For sprinkler system alterations to the 2019 VBBL and NFPA 13, 2013 for the tenant improvements to alter the interior of this existing one-story Financial Institution building to provide first tenant improvements. 1. This application does not include any of the following: • Warehouse storage arrangements, or mobile compact storage arrangements. • Changes to the sprinkler system supply piping (e.g. valves, mains, cross-mains, etc.). • Flexible sprinkler pipe. • New alternative solutions and/or modifications to existing alternative solutions. • Change in occupancy and/or hazard classification. Engineer of Record: Liang Xin Peng 604-324-7122 lpeng@vikingfire.ca | Viking Fire Protection Inc
EP-2022-06631 | 2022-08-08 | 2360 W 4TH AVENUE, Vancouver, BC V6K 1P1 | Electrical Permit | Commercial | Renovation | Expired | Temporary Power - Commercial - To provide temporary power. | DNA Electric Ltd
EP-2022-01472 | 2022-02-25 | 2360 W 4TH AVENUE, Vancouver, BC V6K 1P1 | Electrical Permit | Commercial | Renovation | Completed | Interim - Commercial - - Underground conduits. - Rough-in - PMT conduits, grounding and bonding -Interim permit for EP-2021-09329 Note:The work under this permit is authorized pursuant to the Electrical By-law NO.5563. The issuance of this permit does not represent or warrant that the drawings submitted for the full electrical permit will comply with the provisions of the Electrical By-law. The responsibility to comply with the By-law remains with the permit holder, P.Eng of record and the owner. >BP: Change of major occupancy from Retail to Office in this existing two story commercial building. This is only a shell space and separate permit is required for Tenant improvement. Scope of work involves removal of 2nd floor. Note: Application is reviewed under VBBL 2019 and issued during 2020 pandemic. Revision 2 - July 19, 2021: Change of professional for building envelope from June 9th, 2021. Revision No.3 Nov. 8, 2021 (Processed by W. Ng for Lalitha J.) 1) Change of Geotechnical Engineer on record. | DNA Electric Ltd
EP-2021-09329 | 2022-05-13 | 2360 W 4TH AVENUE, Vancouver, BC V6K 1P1 | Electrical Permit | Commercial | Renovation | Completed | Installation / Repair - Commercial - New Electrical systems including a new PMT that will feed a shell building proposed for a future financial institution. >BP: Change of major occupancy from Retail to Office in this existing two story commercial building. This is only a shell space and separate permit is required for Tenant improvement. Scope of work involves removal of 2nd floor. Note: Application is reviewed under VBBL 2019 and issued during 2020 pandemic. Revision 2 - July 19, 2021: Change of professional for building envelope from June 9th, 2021. Revision No.3 Nov. 8, 2021 (Processed by W. Ng for Lalitha J.) 1) Change of Geotechnical Engineer on record. | DNA Electric Ltd
GP-2023-00539 | 2023-02-14 | 2466 W 4TH AVENUE, Vancouver, BC V6K 1P3 | Gas Permit | Residential | New | Completed | Residential - York Furnace Installation - 98% AFUE Modulating Affinity Series, ECM motor Details: Two-Stage 100,000 BTU/H Modulating Affinity Series Variable speed ECM module blower 10 Year Part warranty Lifetime Heat Exchanger Limited Warranty *Warranties valid when registered by home owner* 1 year labour warranty 1" filter and rack T4 thermostat SN: W2N1846196 Model: TM9Y100C16MP11A Contractor Number: LGA0209123 Scope of Work: Create a new sheet metal transition to adapt the supply plenum to the new furnace. Run exhaust and intake pipes to the exterior of house. Wiring to the thermostat. Calibrate for temperature rise. Connect to gas lines. Test for CO & gas leaks. Quality Checklist. | JJ&A Mechanical LTD
EP-2023-03489 | 2023-04-25 | 2525 W 4TH AVENUE, Vancouver, BC V6K 1P5 | Electrical Permit | Commercial | Tenant Improvement | Issued | Installation / Repair - Commercial - Replacing a Fire Alarm Panel. This fire alarm system upgrade is limited only to the replacement of existing fire alarm panel without altering the existing wiring or outlet boxes Note: This permit has been issued based on Bulletin 2018-004-BU/EL. | Richard Meyer Electrical Services Ltd
NULL | NULL | 444 W 49TH AVENUE, Vancouver, BC V5Y 3V4 | Plumbing Permit | Commercial | New | Draft | Commercial - Install 2-1/2" premises isolation in the boiler room | Reid Brothers Plumbing & Heating Ltd
GP-2022-03092 | 2022-12-07 | 510 W 49TH AVENUE, Vancouver, BC V5Z 2S4 | Gas Permit | Residential | Renovation | Completed | Residential - RE AND RE FURNACES TOTAL 2 FURNACE | Samra Heating & Cooling Ltd
EP-2023-00645 | 2023-01-26 | 988 W 54TH AVENUE, Vancouver, BC V6P 1M9 | Electrical Permit | Commercial | Tenant Improvement | Issued | Installation / Repair - Commercial - Installation of new fire alarm panel in the lobby. Replacement of existing fire alarm initiation devices. New devices & panel are to be installed utilizing existing locations and wiring, including outlet boxes and conduit. Note: This permit has been issued based on Bulletin 2018-004-BU/EL. | Action Electric Ltd
EP-2023-05457 | 2023-06-17 | 1837 W 58TH AVENUE, Vancouver, BC V6P 1X1 | Electrical Permit | Residential | New | Issued | Temporary Power - Residential - To provide temporary power. | Vanflow Electrical Ltd
EP-2023-05458 | 2023-08-31 | 1837 W 58TH AVENUE, Vancouver, BC V6P 1X1 | Electrical Permit | Residential | New | Issued | Installation / Repair - Residential - electrical wirings and installations throughout the whole house (not including extra low voltage) >BP: 1FD + SS To construct a 2 storey + basement one-family dwelling with a secondary suite ($981,750) located in the basement with a detached accessory building (garage), at the rear providing 3 parking spaces, having vehicular access from the lane. The entire building, INCLUDING THE ATTACHED GARAGE (if applicable), to be sprinklered to NFPA 13D. As shown by an asterisk (*) on the building permit floor plans and/or elevations, exit protection is required to be provided in accordance with Articles 9.9.4.4., 9.9.4.6., and/or 9.37.2.8. of the 2019 VBBL. Note: This Building Permit will remain in a suspended status until the associated (green) Demolition Permit BP-2022-03767 is completed. Note: This is a 2 storey building pursuant to the Zoning and Development By-Law. 1- Covenant registered at the Land Title Office under CB193201 2- No strata titling permitted 3- Bar sink proposed 4- A/C unit proposed 5- Schedule B: Tim Lam P.Eng (604.255.7670) Structural 5- Schedule B: Ward Phillips P.Eng (604-716-8881) Geotechnical 4- Owner Builder: Kevin Ryu | Vanflow Electrical Ltd
PP-2023-03124 | 2023-09-05 | 1837 W 58TH AVENUE, Vancouver, BC V6P 1X1 | Plumbing Permit | Residential | New | Issued | Residential - 1FD+SS - installation of sump in front yard | J B Siteworks Inc
PP-2023-03870 | 2023-11-02 | 1837 W 58TH AVENUE, Vancouver, BC V6P 1X1 | Plumbing Permit | Residential | New | Issued | Residential - 1FD+SS - #1 & #2 - Plumbing >DB: To construct a 2 storey + basement one-family dwelling with a secondary suite located in the basement with a detached accessory building (garage), at the rear providing 3 parking spaces, having vehicular access from the lane. The entire building, INCLUDING THE ATTACHED GARAGE (if applicable), to be sprinklered to NFPA 13D. Note: This is a 2 storey building pursuant to the Zoning and Development By-Law. 1- Covenant registered at the Land Title Office under CB193201 2- No strata titling permitted 3- Bar sink proposed 4- A/C unit proposed ***This permit is issued under the VBBL 2019, with updated energy requirements as per bylaw # 12997 effective Jan 01, 2022.*** | KSS Mechanical Ltd
MP-2023-02054 | 2023-11-20 | 1837 W 58TH AVENUE, Vancouver, BC V6P 1X1 | Mechanical Permit | NULL | NULL | Issued | NULL | KSS Mechanical Ltd
EP-2023-03964 | 2023-05-12 | 2020 W 58TH AVENUE, Vancouver, BC V6P 1X4 | Electrical Permit | Residential | Renovation | Completed | Installation / Repair - Residential - Dedicated circuit for heat pump *MP-2023-00732 | Pacific Star Electric Inc
MP-2023-00732 | 2023-04-28 | 2020 W 58TH AVENUE, Vancouver, BC V6P 1X4 | Mechanical Permit | NULL | NULL | Completed | NULL | Thomson Industries Ltd
EP-2023-04283 | 2023-05-23 | 2040 W 58TH AVENUE, Vancouver, BC V6P 1X4 | Electrical Permit | Residential | Addition | Issued | Installation / Repair - Residential - Instalaltion of security system | ADT Security Services Canada Inc
PP-2023-03998 | 2023-11-14 | 2061 W 58TH AVENUE, Vancouver, BC V6P 1X3 | Plumbing Permit | Residential | New | Issued | Residential - Plumbing on all 3 floors >BP: To construct a two-storey two-family dwelling with two lock units located in the basement, with a detached accessory building (garage) at the rear providing 2 parking spaces, having vehicular access from the lane. Note: This is a 2 storey building pursuant to the Zoning and Development By-Law 1. Covenant registered at the Land Title Office under CB618385 2. No strata titling permitted 3. HEAT PUMP units proposed 4. Bar sinks proposed 5. Schedule B: Heqing Jian P Eng (778-987-7461) -Geotechnical 6. Schedule B: Youhai Wang P Eng (604) 868-5638 - Structural 7. HPO: Residential Builder – Vantac Management Ltd 450808 8. Entire Building to have NFPA 13-D | Atlantis Plumbing & Heating Ltd
PP-2023-03591 | 2023-10-12 | 2061 W 58TH AVENUE, Vancouver, BC V6P 1X3 | Plumbing Permit | Residential | New | Issued | Residential - To install 1 gravity sump | Trust Excavation & Demolition Ltd
EP-2023-08182 | 2023-09-20 | 2061 W 58TH AVENUE, Vancouver, BC V6P 1X3 | Electrical Permit | Residential | New | Issued | Installation / Repair - Residential - ¦ 2FD + 2SS- 2 SEPARATE 200A SERVICES ¦ Electrical wiring for duplex house , install two separate 200amp overhead service and with two separate meter. *An approved mechanical permit is required for the installation of air conditioning or heat pump unit at the time of installation before an electrical inspection will be performed >Permit Amendment Jan 19, 2024 -Service Details: Rejected ¦ -A service inspection has been completed for 2 separate 200A services ¦ -A request power connect has been submitted to BC Hydro for: 2 separate 200A services ¦ -This is not a 400A service. Please contact BC Hydro: 1.877.520.1355 for further discussion >BP: To construct a two-storey two-family dwelling with two lock units ($962,725.00) located in the basement, with a detached accessory building (garage) at the rear providing 2 parking spaces, having vehicular access from the lane. Note: This is a 2 storey building pursuant to the Zoning and Development By-Law 1. Covenant registered at the Land Title Office under CB618385 2. No strata titling permitted 3. HEAT PUMP units proposed 4. Bar sinks proposed 5. Schedule B: Heqing Jian P Eng (778-987-7461) -Geotechnical 6. Schedule B: Youhai Wang P Eng (604) 868-5638 - Structural 7. HPO: Residential Builder – Vantac Management Ltd 450808 8. Entire Building to have NFPA 13-D ****ALL PROJECT COORDINATOR NOTES HAS BEEN ACCEPTED BY THE APPLICANT**** ***This permit is issued under the VBBL 2019, with updated energy requirements as per bylaw # 12997 effective Jan 01, 2022.*** | Altech Electric Ltd
GP-2023-04124 | 2023-12-20 | 2061 W 58TH AVENUE, Vancouver, BC V6P 1X3 | Gas Permit | Residential | New | Issued | Residential - 2 Ranges & 2 BBQ's Gas piping BP: To construct a two-storey two-family dwelling with two lock units ($962,725.00) located in the basement, with a detached accessory building (garage) at the rear providing 2 parking spaces, having vehicular access from the lane. | Power Frost AC & Heating Ltd
EP-2023-11361 | 2024-01-02 | 2061 W 58TH AVENUE, Vancouver, BC V6P 1X3 | Electrical Permit | Residential | New | Issued | Installation / Repair - Residential - Alarm system, Security camera system, TV+ Data ,IP intercom system and Vacuum system rough in and completion >BP: To construct a two-storey two-family dwelling with two lock units ($962,725.00) located in the basement, with a detached accessory building (garage) at the rear providing 2 parking spaces, having vehicular access from the lane. Note: This is a 2 storey building pursuant to the Zoning and Development By-Law 1. Covenant registered at the Land Title Office under CB618385 2. No strata titling permitted 3. HEAT PUMP units proposed 4. Bar sinks proposed 5. Schedule B: Heqing Jian P Eng (778-987-7461) -Geotechnical 6. Schedule B: Youhai Wang P Eng (604) 868-5638 - Structural 7. HPO: Residential Builder – Vantac Management Ltd 450808 8. Entire Building to have NFPA 13-D ****ALL PROJECT COORDINATOR NOTES HAS BEEN ACCEPTED BY THE APPLICANT**** ***This permit is issued under the VBBL 2019, with updated energy requirements as per bylaw # 12997 effective Jan 01, 2022.*** | T S C Security Services Ltd
SP-2023-02240 | 2023-12-14 | 2061 W 58TH AVENUE, Vancouver, BC V6P 1X3 | Sprinkler Permit | Residential | New | Issued | Residential - 2FD+2LO - EAST - 2061 W 58TH AV - #1 & #2 WEST - 2063 W 58TH AV - #1 & #2 New fire sprinkler installation >DB: To construct a two-storey two-family dwelling with two lock units located in the basement, with a detached accessory building (garage) at the rear providing 2 parking spaces, having vehicular access from the lane. Note: This is a 2 storey building pursuant to the Zoning and Development By-Law 1. Covenant registered at the Land Title Office under CB618385 2. No strata titling permitted 3. HEAT PUMP units proposed 4. Bar sinks proposed 8. Entire Building to have NFPA 13-D ****ALL PROJECT COORDINATOR NOTES HAS BEEN ACCEPTED BY THE APPLICANT**** ***This permit is issued under the VBBL 2019, with updated energy requirements as per bylaw # 12997 effective Jan 01, 2022.*** | Spectrum Fire Protection Ltd
MP-2023-02060 | 2023-11-20 | 2061 W 58TH AVENUE, Vancouver, BC V6P 1X3 | Mechanical Permit | NULL | NULL | Issued | NULL | Atlantis Plumbing & Heating Ltd
GP-2023-01085 | 2023-03-29 | 78 W 59TH AVENUE, Vancouver, BC V5X 1W9 | Gas Permit | Residential | Renovation | Completed | Residential - Replacement of a 50 gallon gas hot water heater | A-1 Drainage Plumbing & Heating Limited
EP-2023-01971 | NULL | 78 W 59TH AVENUE, Vancouver, BC V5X 1W9 | Electrical Permit | Residential | Renovation | Withdrawn | Installation / Repair - Residential - Added a circuit for a heat pump | Douglas Millington o/a Moose Electric
EP-2023-01972 | 2023-03-16 | 78 W 59TH AVENUE, Vancouver, BC V5X 1W9 | Electrical Permit | Residential | Renovation | Issued | Installation / Repair - Residential - We added a circuit for a heat pump *GP-2022-02526 | Douglas Millington o/a Moose Electric
GP-2022-02526 | 2022-08-24 | 78 W 59TH AVENUE, Vancouver, BC V5X 1W9 | Gas Permit | Residential | Renovation | Completed | Residential - Decommission and remove furnace Install outdoor heat pump unit | Ashton Service Group/Ashton Mechanical Ltd.
EP-2023-00217 | 2023-01-12 | 1468 W 59TH AVENUE, Vancouver, BC V6P 1Y9 | Electrical Permit | Residential | Tenant Improvement | Issued | Installation / Repair - Residential - 200A service upgrade. - Install wood Hydro pole on property for new meter base and mast. - Run cable in trench from meter base to new 200A panel in garage. - Run cable from new 200A panel to existing 125A panel in garage. - Install a ground plate for new service. - Test system. *Mar 10, 2023 Amendment "Client would like to add a heat pump at the back of their home. Since there's a new 200A service upgrade taking place there will now be sufficient capacity for a 5760W condenser unit (2 pole 30A breaker)" | RVS Electrical Ltd
GP-2023-03190 | 2023-10-23 | 728 W 61ST AVENUE, Vancouver, BC V6P 2B5 | Gas Permit | Residential | Renovation | Issued | Residential - Decommissioning boiler | Milani Plumbing Heating & Air Conditioning Ltd
MP-2023-01922 | 2023-10-26 | 728 W 61ST AVENUE, Vancouver, BC V6P 2B5 | Mechanical Permit | NULL | NULL | Completed | NULL | Milani Plumbing Heating & Air Conditioning Ltd
EP-2023-09975 | 2023-11-21 | 728 W 61ST AVENUE, Vancouver, BC V6P 2B5 | Electrical Permit | Residential | Addition | Issued | Installation / Repair - Residential - Electric Supply for Dsplit DCC12: 7968W Heat Pump *An approved mechanical permit is required for the installation of air conditioning or heat pump unit at the time of installation before a final electrical inspection will be performed AMEND: Dec 22, 2023 CHNAGE ADDRESS ON THE PERMIT TO 728 W 61 Ave | Milani Electric Limited
GP-2022-02316 | 2022-08-08 | 741 W 61ST AVENUE, Vancouver, BC V6P 2B6 | Gas Permit | Residential | Renovation | Completed | Residential - Replace hot water tank with tankless heater | Vector Home Services Inc
EP-2023-01265 | 2023-02-15 | 742 W 61ST AVENUE, Vancouver, BC V6P 2B5 | Electrical Permit | Residential | Renovation | Completed | Installation / Repair - Residential - Convert cross space to be storage room. Inspect electric circuits and correct defects. -Originally the owner changed the cross space to be 2 bed rooms (for rent). Right now , building permit only allows to change the two bed rooms to be storage rooms. Therefore, we need remove some unnecessary circuits and add one smoke alarm in public area. >BP: Case File CF-2019-016276 Interior alterations to validate the conversion of approx. 200SF of crawlspace to habitable floor area (storage) and to install a new self closing door with weather stripping between the attached garage and the recreation room in this existing single detached house building on this site. OK for field review as per N. Bahr, Nov 16, 2022 Building Not Sprinklered – No sprinkler permit required. Structural comfort letter provided by Antony Wang, P.Eng., 604-618-6236 REUP - Exempt (project value less than $20,000); Upgrade relaxation for exterior walls for minor wall addition less than 5% of total home wall area (new or upgraded existing walls do not need to achieve full R-value, minimum 2x4, R14). | Aidea Solutions Ltd
EP-2023-03613 | 2023-05-01 | 751 W 61ST AVENUE, Vancouver, BC V6P 2B6 | Electrical Permit | Residential | Addition | Completed | Installation / Repair - Residential - Remove, make safe & cap off 40A 240V hot tub circuit. Provide dedicated for new heat pump with MOCP 30A 240V *MP-2023-00718 | KOVAC ELECTRICAL GROUP LTD.
MP-2023-00718 | 2023-04-27 | 751 W 61ST AVENUE, Vancouver, BC V6P 2B6 | Mechanical Permit | NULL | NULL | Completed | NULL | Central Commercial & Residential Services
EP-2023-03685 | 2023-04-28 | 778 W 61ST AVENUE, Vancouver, BC V6P 2B5 | Electrical Permit | Residential | Renovation - Dwelling Unit(s) only | Completed | Installation / Repair - Residential - Upgrading service to 200 amp. | GV ELECTRICAL INC
EP-2023-07886 | 2023-09-15 | 778 W 61ST AVENUE, Vancouver, BC V6P 2B5 | Electrical Permit | Residential | Renovation | Completed | Installation / Repair - Residential - ¦ 1FD/ RENO/ HP/ CF-2023-006965 ¦ install heater pump, add one oven, one microwave and upper floor laundry room. install new panel lights. -CF-2023-006965 *An approved mechanical permit is required for the installation of air conditioning or heat pump unit at the time of installation before an electrical inspection will be performed >BP: Interior alterations to renovate this existing Single Detached House on this site. | Higo Electric Ltd
GP-2023-02524 | 2023-08-30 | 778 W 61ST AVENUE, Vancouver, BC V6P 2B5 | Gas Permit | Residential | Renovation | Completed | Residential - Replace boiler >BP: Interior alterations to renovate this existing Single Detached House on this site. | Westar Plumbing & Heating Ltd
PP-2023-03076 | 2023-08-31 | 778 W 61ST AVENUE, Vancouver, BC V6P 2B5 | Plumbing Permit | Residential | Renovation | Completed | Residential - Bathroom replace new plumbing fixture >BP: Interior alterations to renovate this existing Single Detached House on this site. | Westar Plumbing & Heating Ltd
PP-2022-02937 | 2022-08-23 | 781 W 61ST AVENUE, Vancouver, BC V6P 2B6 | Plumbing Permit | Residential | New | Completed | Residential - SUMP Amended Oct 11,2022 Drain tiles deleted for the laneway house | BigCity Excavation Ltd
EP-2022-07534 | 2022-09-09 | 781 W 61ST AVENUE, Vancouver, BC V6P 2B6 | Electrical Permit | Residential | New | Completed | Installation / Repair - Residential - new construction single family house, authorized suite with laneway house >BP: To construct a 2 storey + basement one-family dwelling with a secondary suite ($940,250) located in the basement. Note: Parking for the site has been provided under DB-2021-06401 (Laneway House). Note: This is a 2 storey building pursuant to the Zoning and Development By-Law. 1- Covenant registered at the Land Title Office under CA9765536 2- No strata titling permitted 3- Bar sink proposed in the basement 4- A/C unit proposed in the rear yard 5- Schedule B: ALAM PRAHALAD - 604-831-1431 Structural & Geotechnical 6- BC Housing Residential Builder - Royal Casa Construction Ltd. ** Amend 12/02/2022** Change the price from 25,000 to 20,000 | ABC1 ELECTRICAL SERVICES LTD.
PP-2022-03372 | 2022-09-22 | 781 W 61ST AVENUE, Vancouver, BC V6P 2B6 | Plumbing Permit | Residential | New | Completed | Residential - To install piping and fixtures for a new single family house. >BP: To construct a 2 storey + basement one-family dwelling with a secondary suite ($940,250) located in the basement. 1- Covenant registered at the Land Title Office under CA9765536 2- No strata titling permitted 3- Bar sink proposed in the basement 4- A/C unit proposed in the rear yard 5- Schedule B: ALAM PRAHALAD - 604-831-1431 Structural & Geotechnical 6- BC Housing Residential Builder - Royal Casa Construction Ltd. ******THIS PERMIT HAS BEEN ISSUED UNDER THE REQUIREMENTS OF VBBL #12511 (2019)****** | Skyway Plumbing & gas Ltd
MP-2022-00324 | 2022-10-03 | 781 W 61ST AVENUE, Vancouver, BC V6P 2B6 | Mechanical Permit | NULL | NULL | Completed | NULL | Skyway Plumbing & gas Ltd
EP-2022-10433 | 2022-12-12 | 781 W 61ST AVENUE, Vancouver, BC V6P 2B6 | Electrical Permit | Residential | New | Completed | Installation / Repair - Residential - TV and data wiring, security alarms, cameras, and doorbells >BP: To construct a 2 storey + basement one-family dwelling with a secondary suite located in the basement. Note: Parking for the site has been provided under DB-2021-06401 (Laneway House). Note: This is a 2 storey building pursuant to the Zoning and Development By-Law. 1- Covenant registered at the Land Title Office under CA9765536 2- No strata titling permitted 3- Bar sink proposed in the basement 4- Rev#1: Heat Pump unit proposed in the rear yard 5- Schedule B: ALAM PRAHALAD - 604-831-1431 Structural & Geotechnical 6- BC Housing Residential Builder - Royal Casa Construction Ltd. | Innova Security Systems Inc
GP-2022-03964 | 2022-12-13 | 781 W 61ST AVENUE, Vancouver, BC V6P 2B6 | Gas Permit | Residential | New | Completed | Residential - Install gas fireplace >BP: To construct a 2 story + basement one-family dwelling with a secondary suite located in the basement. Note: Parking for the site has been provided under DB-2021-06401 (Laneway House). Note: This is a 2 storey building pursuant to the Zoning and Development By-Law. 1- Covenant registered at the Land Title Office under CA9765536 2- No strata titling permitted 3- Bar sink proposed in the basement 4- Rev#1: Heat Pump unit proposed in the rear yard 5- Schedule B: ALAM PRAHALAD - 604-831-1431 Structural & Geotechnical 6- BC Housing Residential Builder - Royal Casa Construction Ltd. | JOT MECHANICAL LTD
GP-2022-03168 | 2022-10-17 | 781 W 61ST AVENUE, Vancouver, BC V6P 2B6 | Gas Permit | Residential | New | Completed | Residential - To install piping and appliances for a new single family house. All complete installation except Fireplaces are piping only. >>BP: To construct a 2 storey + basement one-family dwelling with a secondary suite ($940,250) located in the basement. Note: Parking for the site has been provided under DB-2021-06401 (Laneway House). Note: This is a 2 storey building pursuant to the Zoning and Development By-Law. 1- Covenant registered at the Land Title Office under CA9765536 2- No strata titling permitted 3- Bar sink proposed in the basement 4- A/C unit proposed in the rear yard 5- Schedule B: ALAM PRAHALAD - 604-831-1431 Structural & Geotechnical 6- BC Housing Residential Builder - Royal Casa Construction Ltd. Address number assigned as per approved plans for Fire and Emergency response. The address number is to be posted and to the building and to be visible from the street in accordance with the Building By-law prior to final inspection. ******THIS PERMIT HAS BEEN ISSUED UNDER THE REQUIREMENTS OF VBBL #12511 (2019)****** | Skyway Plumbing & gas Ltd
SP-2022-01788 | 2022-10-28 | 781 W 61ST AVENUE, Vancouver, BC V6P 2B6 | Sprinkler Permit | Residential | New | Completed | Residential - 1FD+SS - #1 & #2 - To install piping and fixtures for a new single family house. >DB: To construct a 2 storey + basement one-family dwelling with a secondary suite located in the basement. Note: This is a 2 storey building pursuant to the Zoning and Development By-Law. 1- Covenant registered at the Land Title Office under CA9765536 2- No strata titling permitted 3- Bar sink proposed in the basement 4- A/C unit proposed in the rear yard | Skyway Plumbing & gas Ltd
EP-2022-03517 | 2022-05-02 | 781 W 61ST AVENUE, Vancouver, BC V6P 2B6 | Electrical Permit | Residential | New | Expired | Temporary Power - Residential - To provide temporary power. NOTE: Work authorized by this permit is for placement of a temporary power pole only and does not authorize any site construction and/or excavation. A separate Building Permit will be required prior to commencement of any other work on this site. | ABC1 ELECTRICAL SERVICES LTD.
EP-2023-08141 | 2023-09-08 | 2843 W 45TH AVENUE, Vancouver, BC V6N 3L4 | Electrical Permit | Residential | New | Issued | Installation / Repair - Residential - INSTALLATION OF SECURITY SYSTEM | ADT Security Services Canada Inc
GP-2024-00096 | 2024-01-12 | 2883 W 45TH AVENUE, Vancouver, BC V6N 3L4 | Gas Permit | Residential | New | Issued | Residential - 1 Zero Clearance Gas Fireplace Vent & Gas Hookup Only >BP: Exterior, interior alterations and addition; validate a crawlspace conversion for new basement floor, infill open to below area for new 2nd floor. Remove solarium, windows, walls, stairs, doors, plumbing fixtures, electrical and finishes; new walls, doors, stairs (x2), plumbing, electrical fixtures, updates and finishes on all floors in this existing two storey plus basement one family dwelling with an existing detached two car garage with vehicular access from the rear lane on this inside with lane site. Structural Schedule B provided by Yongkang Deng, P. Eng. of 604.505.6816 Notes: ~ Energy upgrade as per REUP. ~ Renovation classified as a Minor Vertical Addition under Part 11. | Encore Fireplaces Ltd
GP-2022-03565 | 2022-11-16 | 2905 W 45TH AVENUE, Vancouver, BC V6N 3L6 | Gas Permit | Residential | New | Completed | Residential - Installation of 1 fire bowl venting and hookup only > BP: To construct a 2 storey two-family PH with two secondary suites located in the Basement ($1,417,985.00) with a 2-Car Garage ($10,000), in addition to a surface parking space at the rear providing 3 parking spaces in total, having vehicular access from the lane. | Urban Fireplaces Ltd
NULL | NULL | 2905 W 45TH AVENUE, Vancouver, BC V6N 3L6 | Mechanical Permit | NULL | NULL | Withdrawn | NULL | Perfect Fit Plumbing & Heating Ltd
EP-2022-04048 | 2022-10-11 | 2905 W 45TH AVENUE, Vancouver, BC V6N 3L6 | Electrical Permit | Residential | New | Completed | Installation / Repair - Residential - Installation of a solar photovoltaic system. (5.92kW) >BP: To construct a 2 storey two-family PH with two secondary suites located in the Basement ($1,417,985.00) with a 2-Car Garage ($10,000), in addition to a surface parking space at the rear providing 3 parking spaces in total, having vehicular access from the lane. 1. Building Permit DB-2020-02154 has been suspended pending completion of the associated (green) Demolition Permit BP-2020-02156. 2. Non-stratification covenant to be registered on Title prior to Sheathing Inspection. 3. No A/C Unit proposed 4. Schedule B: (Frits De Vries) P.Eng (604.736.7820) Architectural 5. Schedule B: (Mehrdad Jahangiri) P.Eng (604.762.7844) Structural 6. Schedule B: (Geoffrey G. Dyer) P.Eng (604.770.0355) Geotechnical 7. BC Housing (Kingdom Builders Inc) 8. Rev #1: Schedule D: Harold Louwerse, P.L. Eng. RRO (604-454- 0402) In order to achieve a relaxation of regulations as per Section 4 of the PH Relaxations Guidelines, Passive House Certification MUST be achieved. In the event that the Passive House certification is not achieved, remedial measures shall be made to the satisfaction of the Director of Planning and the Chief Building Official in order to retain the existing approved exemptions and relaxations granted in achieving Passive House status. "Combustible projections or roof soffits on an exposing building face shall not project to less than .45m from the property line and shall be in compliance with VBBL 2019 9.10.15.5.(9)" The entire building, INCLUDING THE ATTACHED GARAGE (if applicable), to be sprinklered to NFPA 13R. ******THIS PERMIT HAS BEEN ISSUED UNDER THE REQUIREMENTS OF VBBL 2019 ****** | Vancouver Renewable Energy Cooperative
EP-2022-01751 | 2022-03-03 | 2905 W 45TH AVENUE, Vancouver, BC V6N 3L6 | Electrical Permit | Residential | New | Expired | Temporary Power - Residential - To provide temporary power. | Fowlstone Electric Ltd
GP-2021-03998 | 2022-01-26 | 2905 W 45TH AVENUE, Vancouver, BC V6N 3L6 | Gas Permit | Residential | New | Completed | Residential - 2 Gas fireplace installation >To construct a 2 storey two-family PH with two secondary suites located in the Basement ($1,417,985.00) with a 2-Car Garage ($10,000), in addition to a surface parking space at the rear providing 3 parking spaces in total, having vehicular access from the lane. 1. Building Permit DB-2020-02154 has been suspended pending completion of the associated (green) Demolition Permit BP-2020-02156. 2. Non-stratification covenant to be registered on Title prior to Sheathing Inspection. 3. No A/C Unit proposed 4. Schedule B: (Frits De Vries) P.Eng (604.736.7820) Architectural 5. Schedule B: (Mehrdad Jahangiri) P.Eng (604.762.7844) Structural 6. Schedule B: (Geoffrey G. Dyer) P.Eng (604.770.0355) Geotechnical 7. BC Housing (Kingdom Builders Inc) In order to achieve a relaxation of regulations as per Section 4 of the PH Relaxations Guidelines, Passive House Certification MUST be achieved. In the event that the Passive House certification is not achieved, remedial measures shall be made to the satisfaction of the Director of Planning and the Chief Building Official in order to retain the existing approved exemptions and relaxations granted in achieving Passive House status. "Combustible projections or roof soffits on an exposing building face shall not project to less than .45m from the property line and shall be in compliance with VBBL 2019 9.10.15.5.(9)" The entire building, INCLUDING THE ATTACHED GARAGE (if applicable), to be sprinklered to NFPA 13R. ******THIS PERMIT HAS BEEN ISSUED UNDER THE REQUIREMENTS OF VBBL 2019 ****** | Vaglio Fireplace LTD
EP-2022-01257 | 2022-02-16 | 2905 W 45TH AVENUE, Vancouver, BC V6N 3L6 | Electrical Permit | Residential | New | Completed | Installation / Repair - Residential - Installation of CCTV, alarm and intercom systems. >BP: To construct a 2 storey two-family PH with two secondary suites located in the Basement ($1,417,985.00) with a 2-Car Garage ($10,000), in addition to a surface parking space at the rear providing 3 parking spaces in total, having vehicular access from the lane. 1. Building Permit DB-2020-02154 has been suspended pending completion of the associated (green) Demolition Permit BP-2020-02156. 2. Non-stratification covenant to be registered on Title prior to Sheathing Inspection. 3. No A/C Unit proposed 4. Schedule B: (Frits De Vries) P.Eng (604.736.7820) Architectural 5. Schedule B: (Mehrdad Jahangiri) P.Eng (604.762.7844) Structural 6. Schedule B: (Geoffrey G. Dyer) P.Eng (604.770.0355) Geotechnical 7. BC Housing (Kingdom Builders Inc) In order to achieve a relaxation of regulations as per Section 4 of the PH Relaxations Guidelines, Passive House Certification MUST be achieved. In the event that the Passive House certification is not achieved, remedial measures shall be made to the satisfaction of the Director of Planning and the Chief Building Official in order to retain the existing approved exemptions and relaxations granted in achieving Passive House status. "Combustible projections or roof soffits on an exposing building face shall not project to less than .45m from the property line and shall be in compliance with VBBL 2019 9.10.15.5.(9)" The entire building, INCLUDING THE ATTACHED GARAGE (if applicable), to be sprinklered to NFPA 13R. ******THIS PERMIT HAS BEEN ISSUED UNDER THE REQUIREMENTS OF VBBL 2019 ****** | Smart-Tek Communications Inc
GP-2022-00377 | 2022-02-07 | 2905 W 45TH AVENUE, Vancouver, BC V6N 3L6 | Gas Permit | Residential | New | Completed | Residential - New Build ** Amend 10/31/2022** include a gas fired boiler installation will include an underground gas line f rom the main house to a free standing garage where the boiler will be situated @ 16,000 BTU To construct a 2 storey two-family PH with two secondary suites located in the Basement with a 2-Car Garage ($10,000), in addition to a surface parking space at the rear providing 3 parking spaces in total, having vehicular access from the lane. 1. Building Permit DB-2020-02154 has been suspended pending completion of the associated (green) Demolition Permit BP-2020-02156. 2. Non-stratification covenant to be registered on Title prior to Sheathing Inspection. 3. No A/C Unit proposed 4. Schedule B: (Frits De Vries) P.Eng (604.736.7820) Architectural 5. Schedule B: (Mehrdad Jahangiri) P.Eng (604.762.7844) Structural 6. Schedule B: (Geoffrey G. Dyer) P.Eng (604.770.0355) Geotechnical 7. BC Housing (Kingdom Builders Inc) | Perfect Fit Plumbing & Heating Ltd
GP-2022-00008 | 2022-01-05 | 2949 W 45TH AVENUE, Vancouver, BC V6N 3L6 | Gas Permit | Residential | Addition | Completed | Residential - Furnace Upgrade ( RE& RE) @ 60,000 BTU | Chappa Kurte, Ricardo DBA: The Cool Guys
NULL | NULL | 2949 W 45TH AVENUE, Vancouver, BC V6N 3L6 | Gas Permit | Residential | Renovation | Draft | Residential - Gas Furnace Replacement | NULL
GP-2023-02577 | 2023-09-05 | 3190 W 45TH AVENUE, Vancouver, BC V6N 3M1 | Gas Permit | Residential | Renovation | Issued | Residential - FURNACE RE/RE | Reliance Comfort Limited Partnership
EP-2023-07582 | 2023-08-28 | 3190 W 45TH AVENUE, Vancouver, BC V6N 3M1 | Electrical Permit | Residential | Addition | Issued | Installation / Repair - Residential - HEAT PUMP INSTALL -reference: MP-2023-01531 | Reliance Comfort Limited Partnership
MP-2023-01531 | 2023-08-18 | 3190 W 45TH AVENUE, Vancouver, BC V6N 3M1 | Mechanical Permit | NULL | NULL | Issued | NULL | Reliance Comfort Limited Partnership
GP-2023-04027 | 2023-12-14 | 25 W 46TH AVENUE, Vancouver, BC V5Y 2W8 | Gas Permit | Residential | Tenant Improvement | Completed | Residential - Re and re furnace | Moore & Russell Heating Ltd
EP-2022-06133 | 2022-07-29 | 3688 W 49TH AVENUE, Vancouver, BC V6N 3T8 | Electrical Permit | Residential | Addition | Completed | Installation / Repair - Residential - Work done without permits. Inspect and correct all deficiences and upgrade service -Existing pool RE: CF-2022-005835 | Torro Electric Ltd
PP-2022-03693 | 2022-10-17 | 3720 W 49TH AVENUE, Vancouver, BC V6N 3T8 | Plumbing Permit | Residential | New | Completed | Residential - lawn irrigation | Lucky Five Eight Plumbing & Heating Ltd
GP-2023-00491 | 2023-02-09 | 3788 W 49TH AVENUE, Vancouver, BC V6N 3T8 | Gas Permit | Residential | Renovation | Completed | Residential - Decommission and remove furnace. Install New Furnace | Ashton Service Group/Ashton Mechanical Ltd.
GP-2023-03793 | 2023-11-30 | 3812 W 49TH AVENUE, Vancouver, BC V6N 3T8 | Gas Permit | Residential | Renovation | Completed | Residential - replace combi boiler | Hillcrest Plumbing & Heating (1991) Ltd
EP-2022-00720 | 2022-02-02 | 275 W 4TH AVENUE, Vancouver, BC V5Y 1G8 | Electrical Permit | Commercial | Tenant Improvement | Completed | Installation / Repair - Commercial - Voluntary lighting upgrades, replace existing light fixtures with LED light fixtures as part of the BC Hydro energy savings program | Graham Russell
EP-2023-01029 | 2023-02-08 | 275 W 4TH AVENUE, Vancouver, BC V5Y 1G8 | Electrical Permit | Commercial | Tenant Improvement | Completed | Installation / Repair - Commercial - Wiring and controls for new warehouse exhaust fan -No structural work is being done. Fan is mounted in an open warehouse and vented through an existing opening in exterior wall | Graham Russell
EP-2022-03124 | 2022-04-26 | 160 W 59TH AVENUE, Vancouver, BC V5X 1W9 | Electrical Permit | Residential | Renovation | Completed | Installation / Repair - Residential - Lower floor: adding circuits for additional appliances; adding lighting; include a service upgrade the existing service is 100 amps and we are upgrading to 200 amps. Install one EV Charger 9600W @ 240V. | BC Smart Homes Ltd
PP-2022-02086 | 2022-06-16 | 160 W 59TH AVENUE, Vancouver, BC V5X 1W9 | Plumbing Permit | Residential | Renovation | Completed | Residential - Adding one bar sink | WESTBEACH PLUMBING & HEATING LTD.
GP-2022-01825 | 2022-06-16 | 160 W 59TH AVENUE, Vancouver, BC V5X 1W9 | Gas Permit | Residential | Renovation | Completed | Residential - Replace hot water tank | WESTBEACH PLUMBING & HEATING LTD.
GP-2022-01797 | 2022-06-13 | 160 W 59TH AVENUE, Vancouver, BC V5X 1W9 | Gas Permit | Residential | Renovation | Completed | Residential - Remove old furnace and replace with new furnace | Nickel Heating & Ventilation
GP-2022-00709 | 2022-03-04 | 186 W 59TH AVENUE, Vancouver, BC V5X 1W9 | Gas Permit | Residential | Renovation | Completed | Residential - Re&Re Furnace BTU 60.000 | Milani Plumbing Heating & Air Conditioning Ltd
EP-2023-08761 | 2023-10-20 | 2869 W 5TH AVENUE, Vancouver, BC V6K 1T7 | Electrical Permit | Residential | Tenant Improvement | Issued | Installation / Repair - Residential - Replace knob & tube wiring. -Decommission knob & tube wires running to lights. Fish NMD cable in its place. No structural work happening at this job. | BPM Electric Ltd
GP-2022-02114 | NULL | 2876 W 5TH AVENUE, Vancouver, BC V6K 1T6 | Gas Permit | Residential | Renovation | Withdrawn | Residential - Install 2 natural gas fireplace inserts | Vancouver Gas Fireplaces Ltd
NULL | NULL | 2876 W 5TH AVENUE, Vancouver, BC V6K 1T6 | Electrical Permit | Residential | Renovation | Withdrawn | Installation / Repair - Residential - full rewire of top floor of home. two bathroom and two bedrooms full rewire of kitchen, bathroom and laundry on main floor | City Spark Electrical Ltd
GP-2022-01882 | 2022-06-22 | 2876 W 5TH AVENUE, Vancouver, BC V6K 1T6 | Gas Permit | Residential | New | Completed | Residential - Install one new natural gas fireplace and one fireplace insert. >BP: Interior alterations to renovate the existing Multiple Conversion Dwelling to reduce the dwelling unit from three to two. Scope of work includes: changing layout on upper floor to remove dwelling yet, electrical, plumbing, and gas work. OK for field review per Mike Carstairs Structural Schedule B submitted by Carlos Chiu, P. Eng., Struct. Eng., 604-737-9830 | Vancouver Gas Fireplaces Ltd
GP-2022-02871 | 2022-09-27 | 2876 W 5TH AVENUE, Vancouver, BC V6K 1T6 | Gas Permit | Residential | New | Completed | Residential - Install La Cornue 48" Dual Fuel Range >BP: Interior alterations to renovate the existing Multiple Conversion Dwelling to reduce the dwelling unit from three to two. Scope of work includes: changing layout on upper floor to remove dwelling yet, electrical, plumbing, and gas work. | Han Appliances & Refrigeration Ltd
GP-2022-01812 | 2022-06-14 | 2876 W 5TH AVENUE, Vancouver, BC V6K 1T6 | Gas Permit | Residential | Renovation | Completed | Residential - Install new and relocate gas lines for fireplaces >BP: Interior alterations to renovate the existing Multiple Conversion Dwelling to reduce the dwelling unit from three to two. Scope of work includes: changing layout on upper floor to remove dwelling yet, electrical, plumbing, and gas work. >>>Amend: June 21st -1- fireplace 45,000 2- BBQ boxes 45,000 each 1- oven/range 135,000 | LNA Plumbing & Heating Ltd
PP-2022-01808 | 2022-05-30 | 2876 W 5TH AVENUE, Vancouver, BC V6K 1T6 | Plumbing Permit | Residential | Renovation | Completed | Residential - Plumbing >BP: Interior alterations to renovate the existing Multiple Conversion Dwelling to reduce the dwelling unit from three to two. Scope of work includes: changing layout on upper floor to remove dwelling yet, electrical, plumbing, and gas work. OK for field review per Mike Carstairs Structural Schedule B submitted by Carlos Chiu, P. Eng., Struct. Eng., 604-737-9830 | Avante Plumbing & Heating Ltd
EP-2022-04252 | 2022-05-24 | 2876 W 5TH AVENUE, Vancouver, BC V6K 1T6 | Electrical Permit | Residential | Renovation | Completed | Installation / Repair - Residential - main floor renovation, kitchen, bathroom, laundry room, upstairs, master/ensuite. Lighting, minimal receptacles >BP: Interior alterations to renovate the existing Multiple Conversion Dwelling to reduce the dwelling unit from three to two. Scope of work includes: changing layout on upper floor to remove dwelling yet, electrical, plumbing, and gas work. OK for field review per Mike Carstairs Structural Schedule B submitted by Carlos Chiu, P. Eng., Struct. Eng., 604-737-9830 | City Spark Electrical Ltd
NULL | NULL | 927 W 58TH AVENUE, Vancouver, BC V6P 1V7 | Electrical Permit | Residential | Renovation | Draft | Installation / Repair - Residential - installing NEMA 14-50 outlet near electrical panel | NULL
GP-2022-02903 | 2022-09-27 | 211 W 63RD AVENUE, Vancouver, BC V5X 2H9 | Gas Permit | Residential | Renovation | Completed | Residential - Replacement furnace | BC Wide Home Services Ltd
EP-2023-06810 | 2023-08-09 | 231 W 63RD AVENUE, Vancouver, BC V5X 2H9 | Electrical Permit | Residential | Addition | Issued | Installation / Repair - Residential - HEAT PUMP INSTALLATION MP-2023-01238 >Permit Amendment Aug 21, 2023 -Document(s) uploaded to "Application Documents" tab for Electrical Inspector review/ acceptance **Amend 08/21/2023** -NEED TO DO PANEL SWAP. PLEASE LET ME KNOW IF ANOTHER PERMIT IS NEEDED. | Reliance Comfort Limited Partnership
MP-2023-01238 | 2023-07-06 | 231 W 63RD AVENUE, Vancouver, BC V5X 2H9 | Mechanical Permit | NULL | NULL | Completed | NULL | Reliance Comfort Limited Partnership
GP-2023-02361 | 2023-08-11 | 231 W 63RD AVENUE, Vancouver, BC V5X 2H9 | Gas Permit | Residential | Renovation - Dwelling Unit(s) only | Completed | Residential - FURNACE RE/RE | Reliance Comfort Limited Partnership
EP-2023-08083 | NULL | 231 W 63RD AVENUE, Vancouver, BC V5X 2H9 | Electrical Permit | Residential | New | Application Incomplete | Installation / Repair - Residential - PANEL SWAP | Reliance Comfort Limited Partnership
GP-2023-00885 | 2023-03-13 | 237 W 63RD AVENUE, Vancouver, BC V5X 2H9 | Gas Permit | Residential | Addition | Completed | Residential - TO INSTALL 1 FURNACE | BC Care Heating Services Ltd
GP-2023-03197 | 2023-10-24 | 248 W 63RD AVENUE, Vancouver, BC V5X 2H8 | Gas Permit | Residential | Renovation | Completed | Residential - Install combi boiler to replace existing HWT | Lambert Plumbing & Heating
EP-2022-04763 | 2023-03-07 | 72 W 46TH AVENUE, Vancouver, BC V5Y 2W7 | Electrical Permit | Residential | New | Issued | Installation / Repair - Residential - Perform electrical work for new house. >To construct a 2 storey one-family dwelling with a secondary suite located in the Basement/Cellar ($1,047,137.50) Note: Parking for the site has been provided under DB-2021-03831 (Laneway House) 1- Covenant registered at the Land Title Office under CA9697511 2 - No strata titling permitted 3- A/C unit proposed in rear yard 4 - Bar sink located in basement 5 - Schedule B: Jason Hui, P.Eng (778-319-3403) Structural & Geotechnical 6 - BC Housing: Smart Choice Builders Ltd.:47781 | Cong Electric Ltd
NULL | NULL | 72 W 46TH AVENUE, Vancouver, BC V5Y 2W7 | Electrical Permit | Residential | New | Draft | Temporary Power - Residential - To provide temporary power. | Cong Electric Ltd
NULL | NULL | 72 W 46TH AVENUE, Vancouver, BC V5Y 2W7 | Electrical Permit | Residential | New | Draft | Temporary Power - Residential - To provide temporary power. | Cong Electric Ltd
EP-2022-03204 | 2022-05-06 | 72 W 46TH AVENUE, Vancouver, BC V5Y 2W7 | Electrical Permit | Residential | New | Expired | Temporary Power - Residential - To provide temporary power. NOTE: Work authorized by this permit is for placement of a temporary power pole only and does not authorize any site construction and/or excavation. A separate Building Permit will be required prior to commencement of any other work on this site. | Cong Electric Ltd
SP-2023-00434 | 2023-03-14 | 72 W 46TH AVENUE, Vancouver, BC V5Y 2W7 | Sprinkler Permit | Residential | New | Issued | Residential - 1FD+SS - #1 & #2 - Installation of New fire sprinkler system >DB: To construct a 2 storey one-family dwelling with a secondary suite located in the Basement/Cellar. Note: Parking for the site has been provided under DB-2021-03831 (Laneway House) 1- Covenant registered at the Land Title Office under CA9697511 2 - No strata titling permitted 3- A/C unit proposed in rear yard 4 - Bar sink located in basement | Fire Busters Inc
GP-2023-00332 | 2023-01-31 | 72 W 46TH AVENUE, Vancouver, BC V5Y 2W7 | Gas Permit | Residential | New | Issued | Residential - Zero Clearance Gas Fireplace to New SFD Vent & Gas Hookup Only >BP: To construct a 2 storey one-family dwelling with a secondary suite located in the Basement/Cellar ($1,047,137.50) | Encore Fireplaces Ltd
EP-2023-02335 | 2023-03-21 | 72 W 46TH AVENUE, Vancouver, BC V5Y 2W7 | Electrical Permit | Residential | New | Issued | Installation / Repair - Residential - Security alarm and CCTV system. >BP: To construct a 2 storey one-family dwelling with a secondary suite located in the Basement/Cellar ($1,047,137.50) Note: Parking for the site has been provided under DB-2021-03831 (Laneway House) 1- Covenant registered at the Land Title Office under CA9697511 2 - No strata titling permitted 3- A/C unit proposed in rear yard 4 - Bar sink located in basement 5 - Schedule B: Jason Hui, P.Eng (778-319-3403) Structural & Geotechnical 6 - BC Housing: Smart Choice Builders Ltd.:47781 This is a 2 storey building pursuant to the Zoning and Development By-Law ******THIS PERMIT HAS BEEN ISSUED UNDER THE REQUIREMENTS OF VBBL 2019****** | William Chi Ying Tong
GP-2022-02806 | 2022-09-21 | 72 W 46TH AVENUE, Vancouver, BC V5Y 2W7 | Gas Permit | Residential | New | Expired | Residential - new house gas appliances. >BP: To construct a 2 storey one-family dwelling with a secondary suite located in the Basement/Cellar ($1,047,137.50) | FANGXIN PLUMBING
PP-2022-03332 | 2022-09-23 | 72 W 46TH AVENUE, Vancouver, BC V5Y 2W7 | Plumbing Permit | Residential | New | Issued | Residential - plumbing for new: >BP: To construct a 2 storey one-family dwelling with a secondary suite located in the Basement/Cellar ($1,047,137.50) Note: Parking for the site has been provided under DB-2021-03831 (Laneway House) 1- Covenant registered at the Land Title Office under CA9697511 2 - No strata titling permitted 3- A/C unit proposed in rear yard 4 - Bar sink located in basement 5 - Schedule B: Jason Hui, P.Eng (778-319-3403) Structural & Geotechnical 6 - BC Housing: Smart Choice Builders Ltd.:47781 | FANGXIN PLUMBING
PP-2022-02142 | 2022-06-20 | 72 W 46TH AVENUE, Vancouver, BC V5Y 2W7 | Plumbing Permit | Residential | New | Issued | Residential - One outside sump with pump One outside sump no pump "Engineering Assurance letter will be submitted with the District Inspector on the site" Amend: Nov 21, 2022 Add one more sump with pump Total 3 Sump 2 with pump and one on gravity | East West Excavating 2022 ltd
MP-2022-00712 | 2022-12-15 | 72 W 46TH AVENUE, Vancouver, BC V5Y 2W7 | Mechanical Permit | NULL | NULL | Issued | NULL | Deep Water Plumbing Heating & Gas Services Limited
PP-2022-04235 | 2022-12-06 | 72 W 46TH AVENUE, Vancouver, BC V5Y 2W7 | Plumbing Permit | Residential | New | Issued | Residential - New house to continue work from previous contractor (PP-2022-03332) >BP: To construct a 2 storey one-family dwelling with a secondary suite located in the Basement/Cellar ($1,047,137.50) | Deep Water Plumbing Heating & Gas Services Limited
GP-2022-03706 | 2022-11-24 | 72 W 46TH AVENUE, Vancouver, BC V5Y 2W7 | Gas Permit | Residential | New | Issued | Residential - Gas work Piping only for fireplace >BP: To construct a 2 storey one-family dwelling with a secondary suite located in the Basement/Cellar ($1,047,137.50) Note: Parking for the site has been provided under DB-2021-03831 (Laneway House) 1- Covenant registered at the Land Title Office under CA9697511 2 - No strata titling permitted 3- A/C unit proposed in rear yard 4 - Bar sink located in basement 5 - Schedule B: Jason Hui, P.Eng (778-319-3403) Structural & Geotechnical 6 - BC Housing: Smart Choice Builders Ltd.:47781 ******THIS PERMIT HAS BEEN ISSUED UNDER THE REQUIREMENTS OF VBBL 2019****** | Deep Water Plumbing Heating & Gas Services Limited
MP-2022-00501 | 2022-11-01 | 72 W 46TH AVENUE, Vancouver, BC V5Y 2W7 | Mechanical Permit | NULL | NULL | Issued | NULL | FANGXIN PLUMBING
NULL | NULL | 88 W 46TH AVENUE, Vancouver, BC V5Y 2W7 | Gas Permit | Residential | NULL | Draft | Residential - Replace old boiler with a new one | Brian Mussato Plumbing & Heating Ltd
GP-2023-02715 | 2023-09-18 | 88 W 46TH AVENUE, Vancouver, BC V5Y 2W7 | Gas Permit | Residential | Tenant Improvement | Issued | Residential - Replace inefficient boiler with new efficient boiler | Brian Mussato Plumbing & Heating Ltd
EP-2022-03578 | 2022-05-03 | 769 W 48TH AVENUE, Vancouver, BC V5Z 2S2 | Electrical Permit | Residential | New | Completed | Installation / Repair - Residential - To install a ground mounted, 3 ton AC in the back yard, center of the house. We will be providing a breaker (2p30), wire run (2c/10awg), disconnect and whip to the AC unit. | Gandy Installations Ltd
GP-2023-01075 | 2023-03-29 | 789 W 48TH AVENUE, Vancouver, BC V5Z 2S2 | Gas Permit | Residential | New | Completed | Residential - Replacing failed IBC high efficient boiler with new Triangletube high efficiency boiler. | Hectech Mechanical Ltd
GP-2022-03809 | 2022-12-01 | 792 W 48TH AVENUE, Vancouver, BC V5Z 2R9 | Gas Permit | Residential | Addition | Completed | Residential - TO INSTALL 1 FURNACE | BC Care Heating Services Ltd
MP-2023-00921 | 2023-05-24 | 871 W 48TH AVENUE, Vancouver, BC V5Z 2S2 | Mechanical Permit | NULL | NULL | Completed | NULL | 1236318 BC Ltd DBA Aquatech Vancouver
GP-2023-01483 | 2023-05-05 | 871 W 48TH AVENUE, Vancouver, BC V5Z 2S2 | Gas Permit | Residential | Renovation | Completed | Residential - Re/re of hot water tank with tankless water heater | 1236318 BC Ltd DBA Aquatech Vancouver
EP-2023-10448 | 2023-12-05 | 871 W 48TH AVENUE, Vancouver, BC V5Z 2S2 | Electrical Permit | Residential | Renovation | Issued | Installation / Repair - Residential - Wiring for Indoor and outdoor heat pump. CF-2023-012216 (MP-2023-00921) | Mountain Point Electrical Inc.
EP-2023-09005 | NULL | 1115 W 48TH AVENUE, Vancouver, BC V6M 2N4 | Electrical Permit | Residential | New | Applicant Revisions | Installation / Repair - Residential - ¦ 1FD ¦ New house and laneway house installation. 2x200A Meterbases. 1x200A for main house. 1x200A for laneway house *An approved mechanical permit is required for the installation of air conditioning or heat pump unit at the time of installation before a final electrical inspection will be performed >BP: To construct a 2 storey + cellar one-family dwelling ($1,188,750) on this site. Note: Parking for the site has been provided under DB-2022-00812 (Laneway House). Note: This is a 2 storey building pursuant to the Zoning and Development By-Law. 1- Bar/Sink proposed in the cellar 2- A/C unit proposed in the rear yard 3- Schedule B: Ke Jian, MA, P.Eng (604-599-8890) Structural 4- Schedule B: Jian Zhong Jin P.Eng. (604-362-7021) Geotechnical 5- BC Housing Residential Builder - Kadium Construction Ltd. ******THIS PERMIT HAS BEEN ISSUED UNDER THE REQUIREMENTS OF VBBL #12511 (2019)****** | MW. Can. Enterprise Ltd
EP-2023-08853 | 2023-10-03 | 1115 W 48TH AVENUE, Vancouver, BC V6M 2N4 | Electrical Permit | Residential | New | Issued | Temporary Power - Residential - To provide temporary power. Renewal of EP-2022-07888 Valid: Sep 21, 2023 to Sep 20, 2024 | CHEEMA ELECTRIC LTD
PP-2023-02064 | 2023-06-12 | 1115 W 48TH AVENUE, Vancouver, BC V6M 2N4 | Plumbing Permit | Residential | New | Issued | Residential - 1FD - #1 - Plumbing for 7 bathroom house >DB: To construct a 2 storey + cellar one-family dwelling on this site. Note: Parking for the site has been provided under DB-2022-00812 (Laneway House). Note: This is a 2 storey building pursuant to the Zoning and Development By-Law. 1- Bar/Sink proposed in the cellar 2- A/C unit proposed in the rear yard | Apple Mechanical Ltd
MP-2023-01185 | 2023-06-27 | 1115 W 48TH AVENUE, Vancouver, BC V6M 2N4 | Mechanical Permit | NULL | NULL | Issued | NULL | Apple Mechanical Ltd
PP-2022-04447 | 2022-12-13 | 1115 W 48TH AVENUE, Vancouver, BC V6M 2N4 | Plumbing Permit | Residential | New | Issued | Residential - Install 2 sumps without pump | Van-City Excavating Ltd
EP-2022-07888 | 2022-09-21 | 1115 W 48TH AVENUE, Vancouver, BC V6M 2N4 | Electrical Permit | Residential | New | Expired | Temporary Power - Residential - To provide temporary power. NOTE: Work authorized by this permit is for placement of a temporary power pole only and does not authorize any site construction and/or excavation. A separate Building Permit will be required prior to commencement of any other work on this site. | CHEEMA ELECTRIC LTD
PP-2022-01937 | 2022-06-07 | 1310 W 4TH AVENUE, Vancouver, BC V6H 4A3 | Plumbing Permit | Commercial | Renovation | Completed | Commercial - Installation of 2 backflow assemblies. This application is made as a result of a COV Cross Connection Inspection | Vancouver Backflow Testing Ltd
EP-2023-03451 | NULL | 1355 W 4TH AVENUE, Vancouver, BC V6H 3Y8 | Electrical Permit | Residential | Renovation | Withdrawn | Installation / Repair - Residential - upgrade electrical panel/upgrade wiring for kitchen counter plugs, fridge, washer, dishwasher | Pacific Total Electric Ltd
EP-2023-00089 | 2023-01-09 | 1380 W 50TH AVENUE, Vancouver, BC V6P 1B5 | Electrical Permit | Residential | Renovation | Completed | Installation / Repair - Residential - Electrical supply for 2.5 Zuba heatpump and 3 ton Zuba heatpump MP-2023-00022 2 Heat pumps | Milani Electric Limited
MP-2023-00022 | 2023-01-05 | 1380 W 50TH AVENUE, Vancouver, BC V6P 1B5 | Mechanical Permit | NULL | NULL | Completed | NULL | Milani Electric Limited
SP-2022-01833 | 2022-11-04 | 2025 W 50TH AVENUE, Vancouver, BC V6P 1B6 | Sprinkler Permit | Residential | New | Completed | Residential - NEW HOME To construct a two and half storey two-family dwelling with an attached garage providing 2 parking spaces, having street access. Note: This is a 2 storey building pursuant to the Zoning and Development By-Law 1. A/C units proposed in the rear yard 2. Bar sinks proposed in the basement 3. Schedule B: YongKang Deng P Eng (Structural & Geotechnical) 4. HPO: Residential Builder – PALAS HOMES LTD. 46854. 5. Entire Building to have NFPA 13-D | SBMS Construction Ltd
MP-2022-00185 | 2022-09-17 | 2025 W 50TH AVENUE, Vancouver, BC V6P 1B6 | Mechanical Permit | NULL | NULL | Completed | NULL | Lotus Plumbing, Heating & Gas Fitting Ltd
PP-2022-03097 | 2022-09-06 | 2025 W 50TH AVENUE, Vancouver, BC V6P 1B6 | Plumbing Permit | Residential | New | Completed | Residential - Underground above ground DWV Rough,water service,waterline and finishing . >To construct a two and half storey two-family dwelling ($838,487.00) with an attached garage providing 2 parking spaces, having street access. Note: This is a 2 storey building pursuant to the Zoning and Development By-Law 1. A/C units proposed in the rear yard 2. Bar sinks proposed in the basement 3. Schedule B: YongKang Deng P Eng (Structural & Geotechnical) 4. HPO: Residential Builder – PALAS HOMES LTD. 46854. 5. Entire Building to have NFPA 13-D ****ALL PROJECT COORINATOR NOTES HAS BEEN ACCEPTED BY THE APPLICANT**** ******THIS PERMIT HAS BEEN ISSUED UNDER THE REQUIREMENTS OF VBBL #12511 (2019)****** | Lotus Plumbing, Heating & Gas Fitting Ltd
GP-2023-00766 | 2023-03-20 | 2025 W 50TH AVENUE, Vancouver, BC V6P 1B6 | Gas Permit | Residential | New | Completed | Residential - 2 range 2 bbq 2 boiler >BP: To construct a two and half storey two-family dwelling ($838,487.00) with an attached garage providing 2 parking spaces, having street access. | Koolmax Heating and Cooling Ltd
EP-2023-01749 | 2023-03-01 | 2025 W 50TH AVENUE, Vancouver, BC V6P 1B6 | Electrical Permit | Residential | New | Issued | Temporary Power - Residential - To provide temporary power. | Apaar Electrical Ltd
PP-2023-03580 | 2023-10-11 | 2025 W 50TH AVENUE, Vancouver, BC V6P 1B6 | Plumbing Permit | Residential | New | Completed | Residential - install irrigation system | Zhongmin Zhao DBA Colorful Garden
EP-2022-04477 | 2022-06-01 | 2025 W 50TH AVENUE, Vancouver, BC V6P 1B6 | Electrical Permit | Residential | New | Issued | Installation / Repair - Residential - Electrical installation for a new duplex house. Extra-lowvoltage included. >BP: To construct a two and half storey two-family dwelling ($838,487.00) with an attached garage providing 2 parking spaces, having street access. Note: This is a 2 storey building pursuant to the Zoning and Development By-Law 1. A/C units proposed in the rear yard 2. Bar sinks proposed in the basement 3. Schedule B: YongKang Deng P Eng (Structural & Geotechnical) 4. HPO: Residential Builder – PALAS HOMES LTD. 46854. 5. Entire Building to have NFPA 13-D Address Note: WEST UNIT 2025 W 50th Av - One Family Dwelling (1st-3rd floor)(primary) EAST UNIT 6591 Maple St - One Family Dwelling (1st-3rd floor) Address numbers assigned as per approved plans for Fire and Emergency response. The address numbers are to be posted to the building to be visible from the street and in accordance with the Building By-law prior to final inspection. ****ALL PROJECT COORINATOR NOTES HAS BEEN ACCEPTED BY THE APPLICANT**** ******THIS PERMIT HAS BEEN ISSUED UNDER THE REQUIREMENTS OF VBBL #12511 (2019)****** | Key Connect Technology Ltd
PP-2022-01823 | 2022-05-30 | 2025 W 50TH AVENUE, Vancouver, BC V6P 1B6 | Plumbing Permit | Residential | New | Completed | Residential - sump >BP: To construct a two and half storey two-family dwelling ($838,487.00) with an attached garage providing 2 parking spaces, having street access. Note: This is a 2 storey building pursuant to the Zoning and Development By-Law 1. A/C units proposed in the rear yard 2. Bar sinks proposed in the basement 3. Schedule B: YongKang Deng P Eng (Structural & Geotechnical) 4. HPO: Residential Builder – PALAS HOMES LTD. 46854. 5. Entire Building to have NFPA 13-D Address Note: WEST UNIT 2025 W 50th Av - One Family Dwelling (1st-3rd floor)(primary) EAST UNIT 6591 Maple St - One Family Dwelling (1st-3rd floor) Address numbers assigned as per approved plans for Fire and Emergency response. The address numbers are to be posted to the building to be visible from the street and in accordance with the Building By-law prior to final inspection. ****ALL PROJECT COORINATOR NOTES HAS BEEN ACCEPTED BY THE APPLICANT**** ******THIS PERMIT HAS BEEN ISSUED UNDER THE REQUIREMENTS OF VBBL #12511 (2019)****** | East West Excavating 2022 ltd
EP-2022-01065 | 2022-02-09 | 2025 W 50TH AVENUE, Vancouver, BC V6P 1B6 | Electrical Permit | Residential | New | Expired | Temporary Power - Residential - To provide temporary power. | Apaar Electrical Ltd
GP-2022-01998 | 2022-07-15 | 2640 W 50TH AVENUE, Vancouver, BC V6P 1B7 | Gas Permit | Residential | Renovation | Completed | Residential - We replace the old cast iron Boiler with Viessmann high efficiency boiler. >NOTE: If work on this site could lead to the disturbance of soil advise applicant to contact the Provincial Archeology Branch at 250-953-3334 for necessary permits. In addition, please be advised that reports from an Archeologist (AIA, AOA) and permits from the First Nations may be necessary prior to the release of your City of Vancouver permits. | Ringaway Plumbing Heating and Drainage Ltd
NULL | NULL | 2680 W 50TH AVENUE, Vancouver, BC V6P 1B7 | Gas Permit | Residential | Renovation | Withdrawn | Residential - re&re boiler | Milani Plumbing Heating & Air Conditioning Ltd
GP-2023-00855 | 2023-03-15 | 2680 W 50TH AVENUE, Vancouver, BC V6P 1B7 | Gas Permit | Residential | Renovation | Completed | Residential - Re&re boiler. | Milani Plumbing Heating & Air Conditioning Ltd
GP-2023-03895 | 2023-12-07 | 3535 W 50TH AVENUE, Vancouver, BC V6N 3V3 | Gas Permit | Residential | New | Issued | Residential - 1 NEW GAS FIREPLACE WITH VENT AND HOOK-UP. | Fastgo System 2011 Inc DBA Fireplaces Unlimited
GP-2022-01960 | 2022-07-04 | 1706 W 57TH AVENUE, Vancouver, BC V6P 1T4 | Gas Permit | Residential | Renovation | Completed | Residential - Re rout gas line to furnace, water heater, and cooktop -The water heater and furnace existed and will be replaced. The cooktop is new >BP: Exterior alterations for new stairs and to enclose front entry porch (approx. 22 sq. ft. FSR added); Interior alterations for new interconnecting stair and updates to the kitchen and bathrooms (one new bathroom added) and validate existing rear addition in this existing 2 storey and basement one family dwelling with an attached one (1) car garage having vehicular access from the lane. | Headwaters Mechanical Ltd
EP-2022-05974 | 2022-07-18 | 1706 W 57TH AVENUE, Vancouver, BC V6P 1T4 | Electrical Permit | Residential | Renovation | Completed | Installation / Repair - Residential - Kitchen renovation , new lighting and receptacles Exterior alterations for new stairs and to enclose front entry porch (approx. 22 sq. ft. FSR added); Interior alterations for new interconnecting stair and updates to the kitchen and bathrooms (one new bathroom added) and validate existing rear addition in this existing 2 storey and basement one family dwelling with an attached one (1) car garage having vehicular access from the lane. | Torr Electric
PP-2022-02687 | NULL | 1706 W 57TH AVENUE, Vancouver, BC V6P 1T4 | Plumbing Permit | Residential | Tenant Improvement | Withdrawn | Residential - New water main service. | Groundhog Excavating Ltd
PP-2022-02679 | 2022-08-03 | 1706 W 57TH AVENUE, Vancouver, BC V6P 1T4 | Plumbing Permit | Residential | Renovation - Dwelling Unit(s) only | Issued | Residential - Sump | Groundhog Excavating Ltd
PP-2022-01787 | 2022-05-26 | 1706 W 57TH AVENUE, Vancouver, BC V6P 1T4 | Plumbing Permit | Residential | Renovation | Completed | Residential - Remove and replace all plumbing >BP: Exterior alterations for new stairs and to enclose front entry porch (approx. 22 sq. ft. FSR added); Interior alterations for new interconnecting stair and updates to the kitchen and bathrooms (one new bathroom added) and validate existing rear addition in this existing 2 storey and basement one family dwelling with an attached one (1) car garage having vehicular access from the lane. ~ Schedule B Structural/Geotechnical submitted by Andrew Vizer P. Eng., Tel: 604.221.8411. Notes: ~ Energy upgrade as per REUP. ~ This permit has been issued under VBBL 2019. ~ Building Not Sprinklered – No sprinkler permit required. ~ Lagan case file: 101015414768. | Headwaters Mechanical Ltd
GP-2022-01731 | 2022-06-07 | 1139 W 54TH AVENUE, Vancouver, BC V6P 1N3 | Gas Permit | Residential | Renovation - Dwelling Unit(s) only | Completed | Residential - Installing Boiler & Water Heater | Reid Brothers Plumbing & Heating Ltd
GP-2024-00177 | 2024-01-22 | 1041 W 58TH AVENUE, Vancouver, BC V6P 1V9 | Gas Permit | Residential | Renovation - Dwelling Unit(s) only | Issued | Residential - re-re high efficiency boiler | BOILERS & BEYOND HEATING & COOLING LTD
GP-2022-02915 | 2022-09-29 | 1076 W 58TH AVENUE, Vancouver, BC V6P 1W1 | Gas Permit | Residential | Renovation | Completed | Residential - RE N RE - Remove old boiler and install new high efficiency boiler | Impetus Plumbing & Heating Ltd
GP-2022-04023 | 2022-12-16 | 1076 W 58TH AVENUE, Vancouver, BC V6P 1W1 | Gas Permit | Residential | Addition | Completed | Residential - Gas line 41 feet to cooktop 48,400 BTU ,hook up | Arjay Mechanical Inc
GP-2022-03099 | NULL | 1076 W 58TH AVENUE, Vancouver, BC V6P 1W1 | Gas Permit | Residential | Renovation | Withdrawn | Residential - Removed old boiler in mechanical room Install new high efficiency boiler | Impetus Plumbing & Heating Ltd
EP-2021-02325 | 2022-05-25 | 1092 W 58TH AVENUE, Vancouver, BC V6P 1W1 | Electrical Permit | Residential | Addition | Completed | Installation / Repair - Residential - Tesla EV charging outlet added in Garage -Hard wired Tesla wall charger -50 amps -Hard wired Tesla wall charger | Wicks Electric Inc
GP-2022-03956 | 2022-12-13 | 1120 W 58TH AVENUE, Vancouver, BC V6P 1W1 | Gas Permit | Residential | Renovation | Completed | Residential - combi boiler install | Paton Plumbing Worx Inc
EP-2022-06697 | 2022-08-10 | 1131 W 58TH AVENUE, Vancouver, BC V6P 1V9 | Electrical Permit | Residential | Renovation | Completed | Installation / Repair - Residential - Upgrade servie to 200A/240V | GV ELECTRICAL INC
EP-2022-02396 | 2022-03-24 | 1142 W 58TH AVENUE, Vancouver, BC V6P 1W1 | Electrical Permit | Residential | New | Completed | Installation / Repair - Residential - security alarm ,cctv camera finish >BP: To construct a new 1FD, 2 storey + cellar building. With detached accessory building (4 car garage) with access from rear lane. - A/C unit proposed at rear - Schedule 'B': A.C.M. Wang P.Eng (604.700.8153) Struct+Geo - HPO: Residential Builder - Wah Hing Construction *Note to DBI* Permit drawings have not been perforated due to machine being broken at time of issuance. All drawing sheets have been stamped with Accepted/Permit number stamp in lieu. | GWIRELESS SMART HOMES LTD
GP-2022-01445 | 2022-05-10 | 1275 W 58TH AVENUE, Vancouver, BC V6P 1V9 | Gas Permit | Residential | Renovation - Dwelling Unit(s) only | Completed | Residential - Re & Re hot water tank | 484081 BC LTD
EP-2023-08112 | 2023-09-08 | 1324 W 58TH AVENUE, Vancouver, BC V6P 1W2 | Electrical Permit | Residential | New | Issued | Temporary Power - Residential - To provide temporary power.. NOTE: Work authorized by this permit is for placement of a temporary power pole only and does not authorize any site construction and/or excavation. A separate Building Permit will be required prior to commencement of any other work on this site. | Norsemen Electric Company Incorporated
GP-2023-03923 | 2023-12-07 | 1063 W 51ST AVENUE, Vancouver, BC V6P 1C2 | Gas Permit | Residential | Renovation | Completed | Residential - BOILER RE&RE | Ferenc Nagy
GP-2022-01834 | 2022-06-15 | 1460 W 62ND AVENUE, Vancouver, BC V6P 2E7 | Gas Permit | Residential | Renovation - Dwelling Unit(s) only | Completed | Residential - Furnace & On-Demand Water Heater Installation. | Reid Brothers Plumbing & Heating Ltd
EP-2023-10753 | 2023-11-29 | 1522 W 62ND AVENUE, Vancouver, BC V6P 2E9 | Electrical Permit | Residential | New | Issued | Temporary Power - Residential - To provide temporary power. | Grit Electric Ltd
PP-2023-04441 | 2024-01-03 | 1522 W 62ND AVENUE, Vancouver, BC V6P 2E9 | Plumbing Permit | Residential | New | Issued | Residential - sumps | East West Excavating 2022 ltd
EP-2023-09251 | 2023-10-13 | 1538 W 62ND AVENUE, Vancouver, BC V6P 2E9 | Electrical Permit | Residential | New | Issued | Installation / Repair - Residential - Rough-in and Finishing of tv, data, phone, cctv and alarm. >BP: To construct a 2 storey two-family dwelling with 2 secondary suites located in the Basement ($1,244,460) with a detached accessory building (garage) providing 2 parking spaces and 2 open parking at the rear providing 4 parking spaces total, having vehicular access from the lane. Note: The entire building, INCLUDING THE ATTACHED GARAGE (if applicable), to be sprinklered to 2 x NFPA 13D 1. Covenant registered at the Land Title Office under CB311626-CB311627 2. A/C proposed – Exterior component located in the rear, Interior component located on second floor 3. Schedule B: (S.N. Biswas) P.Eng (604.250.8666) Structural 4. Schedule B: (G.Z. Zhou) P.Eng (604.838.2586) Geotechnical 5. HPO: Residential Builder- Ayka Development & Constructions Ltd. Note: This is a 2 storey building pursuant to the Zoning and Development By-Law | Simplypro Enterprise Ltd
EP-2023-08296 | 2023-09-21 | 1538 W 62ND AVENUE, Vancouver, BC V6P 2E9 | Electrical Permit | Residential | New | Issued | Installation / Repair - Residential - ¦ 2FD + 2SS- 200A ¦ Duplex house Main service:200amp Volt: 120/240 Phase: single phase three wires Each side main panel :125 amp *An approved mechanical permit is required for the installation of air conditioning or heat pump unit at the time of installation before an electrical inspection will be performed >BP: To construct a 2 storey two-family dwelling with 2 secondary suites located in the Basement ($1,244,460) with a detached accessory building (garage) providing 2 parking spaces and 2 open parking at the rear providing 4 parking spaces total, having vehicular access from the lane. Note: The entire building, INCLUDING THE ATTACHED GARAGE (if applicable), to be sprinklered to 2 x NFPA 13D 1. Covenant registered at the Land Title Office under CB311626-CB311627 2. A/C proposed – Exterior component located in the rear, Interior component located on second floor 3. Schedule B: (S.N. Biswas) P.Eng (604.250.8666) Structural 4. Schedule B: (G.Z. Zhou) P.Eng (604.838.2586) Geotechnical 5. HPO: Residential Builder- Ayka Development & Constructions Ltd. Note: This is a 2 storey building pursuant to the Zoning and Development By-Law | Samreet Electrical Services Ltd
SP-2023-01664 | 2023-09-11 | 1538 W 62ND AVENUE, Vancouver, BC V6P 2E9 | Sprinkler Permit | Residential | New | Issued | Residential - 2FD+2SS - EAST - 1538 W 62ND AV - #1 & #2 WEST - 1540 W 62ND AV - #1 & #2 DUPLEX WITH NEW SPRINKLERS >DB: To construct a 2 storey two-family dwelling with 2 secondary suites located in the Basement with a detached accessory building (garage) providing 2 parking spaces and 2 open parking at the rear providing 4 parking spaces total, having vehicular access from the lane. Note: The entire building, INCLUDING THE ATTACHED GARAGE (if applicable), to be sprinklered to 2 x NFPA 13D 1. Covenant registered at the Land Title Office under CB311626-CB311627 2. A/C proposed – Exterior component located in the rear, Interior component located on second floor | BC Fire Sprinklers Ltd
GP-2023-02793 | 2023-09-25 | 1538 W 62ND AVENUE, Vancouver, BC V6P 2E9 | Gas Permit | Residential | New | Issued | Residential - 2 Ranges, 2 Boilers & 2 BBQ's Gas bbq piping only >BP: To construct a 2 storey two-family dwelling with 2 secondary suites located in the Basement ($1,244,460) with a detached accessory building (garage) providing 2 parking spaces and 2 open parking at the rear providing 4 parking spaces total, having vehicular access from the lane. | Lally Plumbing & Heating Ltd
MP-2023-01122 | 2023-06-20 | 1538 W 62ND AVENUE, Vancouver, BC V6P 2E9 | Mechanical Permit | NULL | NULL | Issued | NULL | Lally Plumbing & Heating Ltd
PP-2023-01937 | 2023-05-31 | 1538 W 62ND AVENUE, Vancouver, BC V6P 2E9 | Plumbing Permit | Residential | New | Issued | Residential - 2FD+2SS - EAST - 1538 W 62ND AV - #1 & #2 WEST - 1540 W 62ND AV - #1 & #2 Plumbing >DB: To construct a 2 storey two-family dwelling with 2 secondary suites located in the Basement with a detached accessory building (garage) providing 2 parking spaces and 2 open parking at the rear providing 4 parking spaces total, having vehicular access from the lane. Note: The entire building, INCLUDING THE ATTACHED GARAGE (if applicable), to be sprinklered to 2 x NFPA 13D 1. Covenant registered at the Land Title Office under CB311626-CB311627 2. A/C proposed – Exterior component located in the rear, Interior component located on second floor | Lally Plumbing & Heating Ltd
PP-2023-01050 | 2023-03-27 | 1538 W 62ND AVENUE, Vancouver, BC V6P 2E9 | Plumbing Permit | Residential | New | Issued | Residential - 2FD+2SS - One sump with pump One sump on gravity | East West Excavating 2022 ltd
EP-2022-01238 | 2022-02-22 | 1546 W 62ND AVENUE, Vancouver, BC V6P 2E9 | Electrical Permit | Residential | New | Issued | Installation / Repair - Residential - Wiring throughout the new house (NO extra low voltage work) >>Amend: Jun 23, 2023 Work Description + Service Details Amended: -To change the permit for the Main House from 200A to 150A -200A was supposed to be for the whole construction (including both main house and LWH) -Main: 200A ¦ 1FD: 150A ¦ LWH: 100A >>Amend: Sept. 23rd -correct building permit # should be: DB-2021-00749 >BP: To construct a 2 storey + basement one-family dwelling with a secondary suite ($689,985) located in the basement with a detached accessory building (garage), at the rear providing 2 parking spaces, having vehicular access from the lane. 1- Covenant registered at the Land Title Office under CA8438034 2- No strata titling permitted 3- Bar sink proposed 4- A/C unit proposed 5- Schedule B: Ke Jian Ma P.Eng (604-599-8890) Structural 6- Schedule B: Heqing Jian P. Eng (778-987-7461) Geotechnical 4- HPO: Residential Builder - BRB West Coast Construction Ltd #44296 ****ALL PROJECT COORINATOR NOTES HAS BEEN ACCEPTED BY THE APPLICANT**** ******THIS PERMIT HAS BEEN ISSUED UNDER THE REQUIREMENTS OF VBBL #12511 (2019)****** | Vanflow Electrical Ltd
PP-2022-00794 | 2022-06-16 | 1546 W 62ND AVENUE, Vancouver, BC V6P 2E9 | Plumbing Permit | Residential | New | Issued | Residential - 11FD+SS - #1 & #2 - New house with Laneway home To construct a 2 storey + basement one-family dwelling with a secondary suite located in the basement with a detached accessory building (garage), at the rear providing 2 parking spaces, having vehicular access from the lane. Note: This is a 2 storey building pursuant to the Zoning and Development By-Law 1- Covenant registered at the Land Title Office under CA8438034 2- No strata titling permitted 3- Bar sink proposed 4- A/C unit proposed | Sunny Beach Plumbing & Heating Ltd
PP-2022-00722 | 2022-03-01 | 1546 W 62ND AVENUE, Vancouver, BC V6P 2E9 | Plumbing Permit | Residential | New | Issued | Residential - Install Three sumps without pump -CF-2019-012801 | Van-City Excavating Ltd
GP-2023-01064 | 2023-03-29 | 1546 W 62ND AVENUE, Vancouver, BC V6P 2E9 | Gas Permit | Residential | New | Completed | Residential - Underground gas line from meter located by laneway house to gas inlet on main house >BP: To construct a 2 storey + basement one-family dwelling with a secondary suite located in the basement with a detached accessory building (garage), at the rear providing 2 parking spaces, having vehicular access from the lane. | Sunny Beach Plumbing & Heating Ltd
GP-2023-00295 | 2023-01-25 | 1546 W 62ND AVENUE, Vancouver, BC V6P 2E9 | Gas Permit | Residential | New | Issued | Residential - One fireplace > To construct a 2 storey + basement one-family dwelling with a secondary suite ($689,985) located in the basement with a detached accessory building (garage), at the rear providing 2 parking spaces, having vehicular access from the lane. Note: This Building Permit will remain in a suspended status until the associated (green) Demolition Permit BP-2021-00750 is completed. Note: This Building Permit will remain in a suspended status prior to forms inspection - (Underground Storage Tank - soil report required). Note: This is a 2 storey building pursuant to the Zoning and Development By-Law 1- Covenant registered at the Land Title Office under CA8438034 2- No strata titling permitted 3- Bar sink proposed 4- A/C unit proposed 5- Schedule B: Ke Jian Ma P.Eng (604-599-8890) Structural 6- Schedule B: Heqing Jian P. Eng (778-987-7461) Geotechnical 4- HPO: Residential Builder - BRB West Coast Construction Ltd #44296 Environmental Soil Report to be submitted prior to forms inspection for the Underground Storage Tank. Environmental Protection review and approval will be required prior to forms inspection. ****ALL PROJECT COORINATOR NOTES HAS BEEN ACCEPTED BY THE APPLICANT**** ******THIS PERMIT HAS BEEN ISSUED UNDER THE REQUIREMENTS OF VBBL #12511 (2019)****** | Canadian Fireplace Ltd
EP-2023-00033 | 2023-01-04 | 1546 W 62ND AVENUE, Vancouver, BC V6P 2E9 | Electrical Permit | Residential | New | Issued | Installation / Repair - Residential - Low voltage security, cctv, av, intercom, vac, automation >BP: To construct a 2 story + basement one-family dwelling with a secondary suite located in the basement with a detached accessory building (garage), at the rear providing 2 parking spaces, having vehicular access from the lane. Jan 30/23 - AMEND Please add "lighting automation control" per inspectors request. Additional value $3000 | SHS Alarm BC Ltd
EP-2022-10770 | 2022-12-23 | 1546 W 62ND AVENUE, Vancouver, BC V6P 2E9 | Electrical Permit | Residential | New | Expired | Temporary Power - Residential - To provide temporary power. | Vanflow Electrical Ltd
SP-2022-01815 | 2022-11-07 | 1546 W 62ND AVENUE, Vancouver, BC V6P 2E9 | Sprinkler Permit | Residential | New | Issued | Residential - 1FD+SS - #1 & #2 - new sprinkler system >DB: To construct a 2 storey + basement one-family dwelling with a secondary suite located in the basement with a detached accessory building (garage), at the rear providing 2 parking spaces, having vehicular access from the lane. Note: This is a 2 storey building pursuant to the Zoning and Development By-Law 1- Covenant registered at the Land Title Office under CA8438034 2- No strata titling permitted 3- Bar sink proposed 4- A/C unit proposed | Haven Fire Protection Ltd
GP-2022-03268 | 2022-10-24 | 1546 W 62ND AVENUE, Vancouver, BC V6P 2E9 | Gas Permit | Residential | New | Issued | Residential - to install 1 boiler 1 range 1 bbq 1 fireplace fireplace piping only >BP: To construct a 2 storey + basement one-family dwelling with a secondary suite ($689,985) located in the basement with a detached accessory building (garage), at the rear providing 2 parking spaces, having vehicular access from the lane. | Symbolistic Heating Ltd
PP-2023-03953 | 2023-11-09 | 1546 W 62ND AVENUE, Vancouver, BC V6P 2E9 | Plumbing Permit | Residential | New | Completed | Residential - Irrigation | Lucky Five Eight Plumbing & Heating Ltd
GP-2023-01558 | 2023-05-16 | 1556 W 62ND AVENUE, Vancouver, BC V6P 2E9 | Gas Permit | Residential | Addition | Completed | Residential - 1 gas cooktop re and re | Christopher Sterling
PP-2023-01547 | 2023-05-03 | 1568 W 62ND AVENUE, Vancouver, BC V6P 2E9 | Plumbing Permit | Residential | Renovation | Completed | Residential - shower tub replace sink replace no inside wall change >DB: Interior alterations to provide improvements to the lower, main, and upper floor levels, which also includes the removal of the unauthorized kitchen from the lower floor, and exterior alterations to infill an existing 3'-6" wide by 5'-0" high window at the breakfast nook area and to relocate a 5'-0" wide by 3'-0" high window at the master ensuite at this existing One-Family Dwelling building. | J&YMechanical Ltd
GP-2023-01414 | 2023-05-02 | 1568 W 62ND AVENUE, Vancouver, BC V6P 2E9 | Gas Permit | Residential | Renovation | Completed | Residential - 2 gas ranges >BP: Interior alterations to provide improvements to the lower, main, and upper floor levels | J&YMechanical Ltd
EP-2022-01639 | 2022-03-21 | 1568 W 62ND AVENUE, Vancouver, BC V6P 2E9 | Electrical Permit | Residential | Renovation | Completed | Installation / Repair - Residential - A old house renovation. The house had been finished roughing wire and almost covered all wall with drywall, when we get the project. We will finish the project. -we will inspect all electrical circuit and install or replace electrical plugs, switches, cover plates and connect power resource for equipment such as cook top, oven. Add a sub-panel since original panel does not have enough space (**NOTE: not sure how much electrical work other EP-2021-01422 --which is Expired--had started? -change of contractor letter has been uploaded >BP: Interior alterations to provide improvements to the lower, main, and upper floor levels, which also includes the removal of the unauthorized kitchen from the lower floor, and exterior alterations to infill an existing 3'-6" wide by 5'-0" high window at the breakfast nook area and to relocate a 5'-0" wide by 3'-0" high window at the master ensuite at this existing One-Family Dwelling building. >>>> Amend: April 5th -contractor declaration form uploaded in the application documents tab | Aidea Solutions Ltd
EP-2023-05708 | 2023-06-25 | 1611 W 62ND AVENUE, Vancouver, BC V6P 2G1 | Electrical Permit | Residential | New | Issued | Temporary Power - Residential - To provide temporary power. | Kaler Electrical Ltd
EP-2022-05602 | 2022-07-12 | 1888 W 61ST AVENUE, Vancouver, BC V6P 2C4 | Electrical Permit | Residential | Renovation | Completed | Installation / Repair - Residential - 200 amp service upgrade to the home -current service 100A | Vancity Electric Inc
GP-2023-00481 | 2023-02-09 | 1898 W 61ST AVENUE, Vancouver, BC V6P 2C4 | Gas Permit | Residential | Renovation | Cancelled | Residential - Replace gas boiler in basement. | Canadian Care Heating & Cooling Ltd
GP-2023-00579 | 2023-02-16 | 1898 W 61ST AVENUE, Vancouver, BC V6P 2C4 | Gas Permit | Residential | Renovation | Completed | Residential - Replace boiler in basement. | Canadian Care Heating & Cooling Ltd
EP-2022-06494 | 2022-08-03 | 205 W 5TH AVENUE, Vancouver, BC V5Y 1J3 | Electrical Permit | Commercial | New | Expired | Temporary Power - Commercial - To provide temporary power. | Nightingale Electric Ltd
PP-2022-02182 | 2022-09-06 | 222 W 5TH AVENUE, Vancouver, BC V5Y 1J4 | Plumbing Permit | Commercial | New | Completed | Commercial - Interior sanitary, storm and domestic water alterations to change from a Motor Vehicle Repair Shop to Manufacturing(brewing and distilling). Interior and exterior alterations and to change the use from Motor Vehicle Repair Shop to Manufacturing (brewing and distilling) with ancillary retail, office, laboratory and tasting room, for the exclusive use of Pleasant Spirits Ltd. **Amend 11/16/2022** Uploaded Grease Trap drawings AMEND: JUN 1/2023 Add x5 RPBAs These will be on the main floor of the facility OK PER DPI | Vaughan Ventures Ltd
EP-2023-01297 | 2023-03-03 | 222 W 5TH AVENUE, Vancouver, BC V5Y 1J4 | Electrical Permit | Commercial | Tenant Improvement | Completed | Installation / Repair - Commercial - New lighting and power for a tasting room New lighting and receptacles throughout new fire alarm system added updated service panels updated power requirements throughout >BP: Interior and exterior alterations and to change the use from Motor Vehicle Repair Shop to Manufacturing (blending distribution) with ancillary retail, office, laboratory and tasting room, for the exclusive use of Pleasant Spirits Ltd. VBBL 2019 / Sprinklered-NFPA 13 / Part 11 - Minor Renovation. Revision #1 (Sept. 13, 2022) - Project description to change to blending distribution. | Torr Electric
SP-2022-00627 | 2023-01-17 | 222 W 5TH AVENUE, Vancouver, BC V5Y 1J4 | Sprinkler Permit | Commercial | New | Completed | Commercial - For sprinkler system work to the 2019 VBBL, 2019 VFBL, NFPA 30, 2012 and NFPA 13, 2013 for the installation of a new sprinkler system in this existing building to allow for interior and exterior alterations and to change the use from Motor Vehicle Repair Shop to Manufacturing (brewing and distilling) with ancillary retail, office, laboratory and tasting room, for the exclusive use of Pleasant Spirits Ltd. This application does not include any of the following: • Flexible sprinkler pipe. • Information Technology Equipment Rooms (e.g. IT Rooms, LAN Rooms, etc.). • Alternative solutions. Notes: 1. Fire Suppression Engineer of Record Yadim Castillo, P.Eng E: yadim.amador@furano.ca T: 604 283 1924 2. One set of approved drawings and permit to be available for viewing at the jobsite. 3. Per Oct 11, 2022 letter from Yadim Castillo, P.Eng. - The distilled beverage alcohol is distilled or produced elsewhere and delivered to the project site. This facility will not present the same fire risks that are envisioned by the building or fire codes for a distillery. There is no brewing process in the facility either. | Titan Fire Protection Ltd
GP-2022-02123 | 2022-07-19 | 1156 W 48TH AVENUE, Vancouver, BC V6M 2N7 | Gas Permit | Residential | Renovation | Completed | Residential - Replace boiler and water heating system in basement garage. | Canadian Care Heating & Cooling Ltd
EP-2023-04272 | 2023-05-25 | 1225 W 48TH AVENUE, Vancouver, BC V6M 2N6 | Electrical Permit | Residential | Renovation | Issued | Installation / Repair - Residential - Electrical supply for Dsplit *MP-2023-00852: Issued (Heating and Cooling) *Amend Jun 13, 2023 -Updated Site Plan: Outdoor unit to be installed on the roof | Milani Electric Limited
MP-2023-00852 | 2023-05-16 | 1225 W 48TH AVENUE, Vancouver, BC V6M 2N6 | Mechanical Permit | NULL | NULL | Completed | NULL | Milani Electric Limited
EP-2022-04686 | 2022-06-06 | 2929 W 4TH AVENUE, Vancouver, BC V6K 4T3 | Electrical Permit | Commercial | Tenant Improvement | Completed | Installation / Repair - Commercial - Voluntary replacement of existing Mircom 100 panel with a Mircom FA-1000 panel. Otherwise no changes to system. Third party verification by Mircom. Note: This permit has been issued based on Bulletin 2018-004-BU/EL. | Elite Fire Protection Ltd
GP-2022-03813 | 2022-12-01 | 2950 W 4TH AVENUE, Vancouver, BC V6K 1R4 | Gas Permit | Commercial | Renovation | Completed | Commercial - Replacing furnace.. | Aquaflame Heating & Cooling Ltd
MP-2022-00555 | 2022-11-10 | 845 W 46TH AVENUE, Vancouver, BC V5Z 2R4 | Mechanical Permit | NULL | NULL | Cancelled | NULL | Thomson Industries Ltd
GP-2022-03533 | 2022-11-10 | 845 W 46TH AVENUE, Vancouver, BC V5Z 2R4 | Gas Permit | Residential | Renovation | Cancelled | Residential - re re furnace | Thomson Industries Ltd
GP-2022-02128 | 2022-07-19 | 1043 W 46TH AVENUE, Vancouver, BC V6M 2J9 | Gas Permit | Residential | Renovation | Completed | Residential - Furnace replacement | Angels Heating & Cooling Ltd
GP-2023-02697 | 2023-09-13 | 1225 W 54TH AVENUE, Vancouver, BC V6P 1N5 | Gas Permit | Residential | Renovation - Dwelling Unit(s) only | Issued | Residential - This will remove the old boiler and install a high-efficiency boiler as a replacement. | Superstar Plumbing Heating & Sprinkler Supplies Ltd
EP-2022-00693 | 2022-02-03 | 3875 W 4TH AVENUE, Vancouver, BC V6R 4H8 | Electrical Permit | Commercial | Addition | Completed | Installation / Repair - Commercial - Install a DCC9 to power an EVSE in stall 59, maximum output of EVSE is 16-amps. | Cielo Electric Ltd
EP-2022-07614 | 2022-09-13 | 3875 W 4TH AVENUE, Vancouver, BC V6R 4H8 | Electrical Permit | Commercial | Renovation | Completed | Installation / Repair - Commercial - To replace existing Edwards panel with new Mircom FA- 1008 single stage conventional panel. (Replacement of control unit and annunciator). Note: This permit has been issued based on Bulletin 2018-004-BU/EL. | Fina Electrical Systems Ltd
EP-2022-02673 | 2022-04-01 | 4050 W 4TH AVENUE, Vancouver, BC | Electrical Permit | Commercial | NULL | Expired | Movie Set / Filming - To allow for Movie Set/Filming Applicant shall provide completed Contractor Declaration form, and dates of filming and associated location(s) to csinspection.clerks@vancouver.ca prior to the commencement of filming. Visit vancouver.ca/inspections for more details. | Pinky Project Canada Limited
EP-2023-02840 | 2023-04-03 | 4186 W 4TH AVENUE, Vancouver, BC V6T 1W9 | Electrical Permit | Commercial | NULL | Issued | Annual / Operating - Annual operating permit for Jericho. Renewal of EP 2022-02443 Valid: March 21, 2023 to March 20, 2024 If work on this site could lead to the disturbance of soil advise applicant to contact the Provincial Archeology Branch at 250-953-3334 for necessary permits. In addition, please be advised that reports from an Archeologist (AIA, AOA) and permits from the First Nations may be necessary prior to the release of your City of Vancouver permits. | Charles Richard Pawluk o/a United Electrical Systems Ltd
EP-2023-07989 | 2023-09-08 | 4196 W 4TH AVENUE, Vancouver, BC V6R 4J5 | Electrical Permit | Commercial | Addition | Completed | Installation / Repair - Commercial - Remove 1x existing EM lighting unit, and dispose/recycle unit; Install 2x new 360W, 12VDC emergency lighting battery backup units in existing location; Install 1x 12”x12”x4” junction box in existing location, to enter, terminate and extend the existing four DC lighting circuit conductors into the two new EM lighting units. Extend existing AC lighting circuit conductors into the two new EM lighting units. Test for proper operation of the four emergency lighting circuits/zones. If work on this site could lead to the disturbance of soil advise applicant to contact the Provincial Archeology Branch at 250-953-3334 for necessary permits. In addition, please be advised that reports from an Archeologist (AIA, AOA) and permits from the First Nations may be necessary prior to the release of your City of Vancouver permits. | Houle Electric Limited
EP-2022-02443 | 2022-03-28 | 4196 W 4TH AVENUE, Vancouver, BC V6R 4J5 | Electrical Permit | Commercial | NULL | Expired | Annual / Operating - Annual operating permit Renewal of EP 2021-02854 Valid: March 20, 2022 to March 19, 2023 If work on this site could lead to the disturbance of soil advise applicant to contact the Provincial Archeology Branch at 250-953-3334 for necessary permits. In addition, please be advised that reports from an Archeologist (AIA, AOA) and permits from the First Nations may be necessary prior to the release of your City of Vancouver permits. | Charles Richard Pawluk o/a United Electrical Systems Ltd
PP-2023-01679 | 2023-05-11 | 4420 W 4TH AVENUE, Vancouver, BC V6R 1R1 | Plumbing Permit | Residential | New | Issued | Residential - 2FD - One Sump No Pump | CANADIAN EXCAVATING LTD.
EP-2023-05210 | 2023-06-12 | 4420 W 4TH AVENUE, Vancouver, BC V6R 1R1 | Electrical Permit | Residential | New | Issued | Temporary Power - Residential - To provide temporary power. | CHEEMA ELECTRIC LTD
EP-2023-01594 | 2023-02-27 | 4425 W 4TH AVENUE, Vancouver, BC V6R 1P9 | Electrical Permit | Residential | Renovation | Completed | Installation / Repair - Residential - finishing of alarm / tv/ tel >BP: Interior and exterior alterations to provide improvements to this existing one-family dwelling building on the site. Scope of work: new interior layout, kitchen & bathroom updates, electrical work, enlarge 2 windows at the rear, remove one fireplace, relocate main entry door. | Sea-West Communications & Security Inc
PP-2022-03298 | 2022-09-20 | 4425 W 4TH AVENUE, Vancouver, BC V6R 1P9 | Plumbing Permit | Residential | Renovation | Completed | Residential - SUMP | Advantage Home Service Ltd
NULL | NULL | 4425 W 4TH AVENUE, Vancouver, BC V6R 1P9 | Plumbing Permit | Residential | Renovation | Draft | Residential - installation new water line service | Advantage Home Service Ltd
PP-2022-02987 | 2022-08-30 | 4425 W 4TH AVENUE, Vancouver, BC V6R 1P9 | Plumbing Permit | Residential | Renovation | Completed | Residential - installation water line service >BP: Interior and exterior alterations to provide improvements to this existing one-family dwelling building on the site. Scope of work: new interior layout, kitchen & bathroom updates, electrical work, enlarge 2 windows at the rear, remove one fireplace, relocate main entry door. | Advantage Home Service Ltd
SP-2022-00761 | 2022-05-16 | 4425 W 4TH AVENUE, Vancouver, BC V6R 1P9 | Sprinkler Permit | Residential | New | Completed | Residential - Supply and install fire sprinklers to a residence >Interior and exterior alterations to provide improvements to this existing one-family dwelling building on the site. Scope of work: new interior layout, kitchen & bathroom updates, electrical work, enlarge 2 windows at the rear, remove one fireplace, relocate main entry door. | H20 Fire Systems Ltd
EP-2023-01327 | 2023-02-22 | 1723 W 4TH AVENUE, Vancouver, BC V6J 1M2 | Electrical Permit | Commercial | Renovation | Completed | Installation / Repair - Commercial - Replace faulty fire alarm panel. Note: This permit has been issued based on Bulletin 2018-004-BU/EL. | 0777792 BC Ltd
GP-2022-02999 | 2022-10-04 | 2556 W 4TH AVENUE, Vancouver, BC V6K 1P6 | Gas Permit | Residential | Renovation | Completed | Residential - To replace 1 furnace in the same location. | Paolo's Plumbing & Heating Ltd
GP-2023-01938 | 2023-06-27 | 1369 W 51ST AVENUE, Vancouver, BC V6P 1C6 | Gas Permit | Residential | Renovation - Dwelling Unit(s) only | Issued | Residential - Boiler replacement | Heatco Furnace Services Ltd
GP-2022-02136 | 2022-07-20 | 2050 W 51ST AVENUE, Vancouver, BC V6P 1C9 | Gas Permit | Residential | Renovation | Completed | Residential - hwt re&re | Ferenc Nagy
GP-2022-01121 | 2022-04-08 | 749 W 60TH AVENUE, Vancouver, BC V6P 2A1 | Gas Permit | Residential | Tenant Improvement | Completed | Residential - Furnace Replacement | Wah Fai Plumbing & Heating Inc
GP-2022-00373 | 2022-02-04 | 768 W 60TH AVENUE, Vancouver, BC V6P 1Z9 | Gas Permit | Residential | Renovation | Completed | Residential - water heater | Royal Pro Heating Ltd
SP-2021-01336 | 2022-08-02 | 336 W 5TH AVENUE, Vancouver, BC V5Y 1J5 | Sprinkler Permit | Commercial | New | Issued | Commercial - To install a new sprinkler system to NFPA 13 2013 for this change of use from wholesale class B (F2) to office use (D). The scope of work includes removing existing mezzanine and creating a new interconnected second floor, and providing a fire alarm. | Alco Fire Protection Ltd
PP-2023-00482 | 2023-02-16 | 336 W 5TH AVENUE, Vancouver, BC V5Y 1J5 | Plumbing Permit | Commercial | Renovation | Issued | Commercial - 2x outside gravity sumps | J & R Excavation & Demolition Ltd.
PP-2023-00462 | 2023-02-28 | 336 W 5TH AVENUE, Vancouver, BC V5Y 1J5 | Plumbing Permit | Commercial | Renovation | Issued | Commercial - Installation of a new plumbing system and fixtures >BP: Interior and exterior alterations related to DP-2020-00165 for change of use from wholesale class B (F2) to office use (D). The scope of work includes removing existing mezzanine and creating a new interconnected second floor, sprinklering the building to NFPA 13 and providing a fire alarm. This project is being classified as a major change of occupancy exceeding the 5 year limit and a major vertical addition triggering upgrades of F4, S4, N4, A4, E5. To be reviewed under the 2019 VBBL. Revision #1 to expand scope to include - replacing the entire 1st floor concrete slab - new second floor assembly - industrial crane to be removed. - new drain tile system | G2 Mechanical Ltd
EP-2023-00794 | 2023-02-02 | 336 W 5TH AVENUE, Vancouver, BC V5Y 1J5 | Electrical Permit | Commercial | Renovation | Issued | Installation / Repair - Commercial - Tenant repairs/improvements including relocation of existing main service. >BP: Interior and exterior alterations related to DP-2020-00165 for change of use from wholesale class B (F2) to office use (D). The scope of work includes removing existing mezzanine and creating a new interconnected second floor, sprinklering the building to NFPA 13 and providing a fire alarm. This project is being classified as a major change of occupancy exceeding the 5 year limit and a major vertical addition triggering upgrades of F4, S4, N4, A4, E5. To be reviewed under the 2019 VBBL. Revision #1 to expand scope to include - replacing the entire 1st floor concrete slab - new second floor assembly - industrial crane to be removed. - new drain tile system Accepted Aug.3/22 - Erv Revision #2 - to change the contractor to G. Wilson Construction Co. - accepted Dec.12/22 - Erv | Brett Cryderman Electric Ltd
EP-2023-08601 | 2023-09-25 | 336 W 5TH AVENUE, Vancouver, BC V5Y 1J5 | Electrical Permit | Commercial | Renovation | Issued | Installation / Repair - Commercial - Alarm and Camera Installation. >BP: Interior and exterior alterations related to DP-2020-00165 for change of use from wholesale class B (F2) to office use (D). The scope of work includes removing existing mezzanine and creating a new interconnected second floor, sprinklering the building to NFPA 13 and providing a fire alarm. This project is being classified as a major change of occupancy exceeding the 5 year limit and a major vertical addition triggering upgrades of F4, S4, N4, A4, E5. To be reviewed under the 2019 VBBL. Revision #1 to expand scope to include - replacing the entire 1st floor concrete slab - new second floor assembly - industrial crane to be removed. - new drain tile system Accepted Aug.3/22 - Erv Revision #2 - to change the contractor to G. Wilson Construction Co. - accepted Dec.12/22 - Erv Revision #3 - Changes to interior layout on both floors, addition of 4 skylights, increasing the parapet height, and changing the exterior cladding. - in process | Atlas Alarms Ltd
EP-2023-11097 | 2023-12-12 | 336 W 5TH AVENUE, Vancouver, BC V5Y 1J5 | Electrical Permit | Commercial | Renovation | Issued | Installation / Repair - Commercial - For the network drops on the main floor & mezzanine. To install an access control station on the bike room door. | Current Control Installations Ltd
PP-2023-00122 | 2023-01-13 | 183 W 48TH AVENUE, Vancouver, BC V5Y 2Y6 | Plumbing Permit | Residential | Renovation | Completed | Residential - Water main repair | Deep Water Plumbing Heating & Gas Services Limited
EP-2023-10556 | 2023-12-04 | 234 W 48TH AVENUE, Vancouver, BC V5Y 2Y8 | Electrical Permit | Residential | Addition | Issued | Installation / Repair - Residential - Install an 40 AMP outdoor EVSE receptacle in the car port. Car port is located on the other side of the electrical panel on the 1st floor. | Amor Energy Corporation
EP-2022-00137 | 2022-01-11 | 282 W 49TH AVENUE, Vancouver, BC V5Y 2Z5 | Electrical Permit | Commercial | NULL | Expired | Annual / Operating - Misc electrical work throughout Renewal of EP-2021-00180 VALID JANUARY 11/2022 TIL JANUARY 10/2023 >>>>>>>>>>>>>>>>>>>>>> AMEND: January 28th EFFECTIVE DATES SHOULD BE: January 7, 2022 - January 6, 2023 | Mott Electric General Partnership
EP-2024-00028 | 2024-01-03 | 282 W 49TH AVENUE, Vancouver, BC V5Y 2Z5 | Electrical Permit | Commercial | NULL | Issued | Annual / Operating - Misc electrical work throughout Renewal of EP-2023-00027 Valid January 11, 2024 until January 10, 2025 | Mott Electric General Partnership
EP-2023-00027 | 2023-01-04 | 282 W 49TH AVENUE, Vancouver, BC V5Y 2Z5 | Electrical Permit | Commercial | Addition | Expired | Annual / Operating - Misc electrical work throughout Expired EP-2022-00137 Valid January 11, 2023 until January 10, 2024 | Mott Electric General Partnership
EP-2023-06447 | 2023-07-18 | 282 W 49TH AVENUE, Vancouver, BC V5Y 2Z5 | Electrical Permit | Commercial | Renovation | Issued | Installation / Repair - Commercial - Supply and install power for remote refrigerated storage unit. Includes transformer, disconnect and connection to unit. | Mott Electric General Partnership
PP-2023-00271 | 2023-01-26 | 2246 W 4TH AVENUE, Vancouver, BC V6K 1N8 | Plumbing Permit | Commercial | Addition | Completed | Commercial - Install of 1/2" DCVA | KC's Plumbing & Heating
PP-2022-00208 | 2022-01-24 | 2262 W 4TH AVENUE, Vancouver, BC V6K 1N8 | Plumbing Permit | Commercial | Tenant Improvement | Completed | Commercial - install new washroom, mop sink and kitchen sink Interior Alterations for new retail tenant in this existing 2-storey retail (Group E) building. Scope includes replacing and relocating interior stairs, installing new interior walls, ceiling, HVAC and lighting system. | Crystal Creek Property Services Limited
EP-2022-00061 | 2022-03-23 | 2262 W 4TH AVENUE, Vancouver, BC V6K 1N8 | Electrical Permit | Commercial | Tenant Improvement | Completed | Installation / Repair - Commercial - Complete TI renovation Excluding the service -NO F/A WORK >BP: Interior Alterations for new retail tenant in this existing 2-storey retail (Group E) building. Scope includes replacing and relocating interior stairs, installing new interior walls, ceiling, HVAC and lighting system. *** This permit has been reviewed under the 2019 Vancouver Building By-law (#12511) and processed during the Covid-19 pandemic. *** | Pro-Tec Electrical Services Ltd
EP-2022-03048 | 2022-04-14 | 2262 W 4TH AVENUE, Vancouver, BC V6K 1N8 | Electrical Permit | Commercial | Tenant Improvement | Completed | Installation / Repair - Commercial - Installing 70v audio system >BP: Interior Alterations for new retail tenant in this existing 2-storey retail (Group E) building. Scope includes replacing and relocating interior stairs, installing new interior walls, ceiling, HVAC and lighting system. *** This permit has been reviewed under the 2019 Vancouver Building By-law (#12511) and processed during the Covid-19 pandemic. *** | Grimes & White Electrical Services Ltd.
PP-2024-00180 | 2024-01-25 | 3634 W 4TH AVENUE, Vancouver, BC V6R 1P1 | Plumbing Permit | Commercial | Addition | Completed | Commercial - Main floor | Blueline Plumbing & Heating Ltd
GP-2023-03431 | NULL | 3634 W 4TH AVENUE, Vancouver, BC V6R 1P1 | Gas Permit | Commercial | Renovation | Withdrawn | Commercial - FURNACE & HWT RE&RE | Ferenc Nagy
EP-2022-04327 | 2022-05-25 | 3695 W 4TH AVENUE, Vancouver, BC V6R 1P2 | Electrical Permit | Commercial | Renovation | Completed | Installation / Repair - Commercial - Installation of cameras, speakers and data wiring >BP: Interior alterations and change of use of approximately 2877 sq. ft. from Office - Financial Institution to Cannabis Retail Store in this existing commercial building on this site. E2 - HVAC - Clean and Balance all Air Systems (per 6.7.2.3.2 of ASHRAE 90.1-2016) Amend: June 8, 2022 Relocate existing light fixtures and install new light fixtures Install lighting control component and receptacles. Installation value $25,000 Amend: June 13, 2022 Change the FSR from Bill Banning to Douglas Wells FSR# 036089 Class B Reason: Doug Wells will be looking after the project | Heritage Electric Ltd
PP-2022-01891 | 2022-06-06 | 3695 W 4TH AVENUE, Vancouver, BC V6R 1P2 | Plumbing Permit | Commercial | Renovation | Completed | Commercial - plumbing modifications >BP: Interior alterations and change of use of approximately 2877 sq. ft. from Office - Financial Institution to Cannabis Retail Store in this existing commercial building on this site. E2 - HVAC - Clean and Balance all Air Systems (per 6.7.2.3.2 of ASHRAE 90.1-2016) | WESTSIDE PLUMBING & HEATING
EP-2022-04729 | NULL | 3695 W 4TH AVENUE, Vancouver, BC V6R 1P2 | Electrical Permit | Commercial | Renovation | Withdrawn | Installation / Repair - Commercial - Relocate existing light fixtures. Install new light fixtures, lighting control components and receptacles | Heritage Electric Ltd
EP-2022-04886 | 2022-06-20 | 3695 W 4TH AVENUE, Vancouver, BC V6R 1P2 | Electrical Permit | Commercial | Renovation | Completed | Installation / Repair - Commercial - Alarm upgrade & installation for low voltage only | Husky Alarm Integration Ltd
EP-2023-07630 | 2023-08-24 | 3787 W 4TH AVENUE, Vancouver, BC V6R 1P4 | Electrical Permit | Commercial | Renovation | Completed | Installation / Repair - Commercial - Replace existing electrical panel with a new panel. | STAT ELECTRICS LIMITED
EP-2023-03422 | 2023-04-20 | 3787 W 4TH AVENUE, Vancouver, BC V6R 1P4 | Electrical Permit | Commercial | Renovation - Dwelling Unit(s) only | Completed | Installation / Repair - Commercial - #212 - Replace existing electrical fuse box to combination panel; kitchen counterplugs, appliances, existing surface mount lighting changed. Class 2 low voltage. | ANS Electrical Installations Ltd
PP-2022-01841 | 2022-05-31 | 4666 W 5TH AVENUE, Vancouver, BC V6R 1S8 | Plumbing Permit | Residential | New | Completed | Residential - lawn irrigation - install 3/4" DCVA | Permanent Irrigation DBA: SUPREME SPRINKLERS INC.
GP-2023-03697 | 2023-11-23 | 4687 W 5TH AVENUE, Vancouver, BC V6R 1S9 | Gas Permit | Residential | New | Issued | Residential - 1 Fireplace installation | 496302 BC Ltd
GP-2022-02359 | 2022-08-11 | 1058 W 52ND AVENUE, Vancouver, BC V6P 1H5 | Gas Permit | Residential | Renovation | Completed | Residential - Furnace Installation | Pro Ace Heating & Air Conditioning Services Ltd
EP-2022-05290 | 2022-06-22 | 1069 W 52ND AVENUE, Vancouver, BC V6P 1H4 | Electrical Permit | Residential | New | Completed | Installation / Repair - Residential - Theater Prewire and Installation >BP: To construct a 2 storey + cellar one-family dwelling with a detached accessory building (garage), at the rear providing 2 parking spaces, having vehicular access from the lane. | ICove Technology Inc
PP-2023-00632 | 2023-03-07 | 561 W 61ST AVENUE, Vancouver, BC V6P 2B4 | Plumbing Permit | Residential | New | Completed | Residential - new irrigation >BP: To construct a 2 storey + cellar one-family dwelling with a secondary suite located in the basement/cellar with an attached garage to LWH and 1 open parking pad, providing a total of 2 parking spaces, having vehicular access from the lane. Note: This is a 2 storey building pursuant to the Zoning and Development By-Law 1- Covenant registered at the Land Title Office under CA7204115 2- No strata titling permitted 3- Proposed bar sink at Basement 4- A/C unit proposed at rear yard 5- Schedule B: A S Rathod P.Eng (778.885.0551) Structural & Geotechnical | Lucky Five Eight Plumbing & Heating Ltd
GP-2023-03363 | 2023-11-15 | 561 W 61ST AVENUE, Vancouver, BC V6P 2B4 | Gas Permit | Residential | New | Completed | Residential - ** To continue work started by other (GP-2020-00911)** 1 Boiler, 1 Cook top & 1 BBQ cook top in spicy kit , boiler and bbq -only finishing .(commissioning only) >BP: To construct a 2 storey + cellar one-family dwelling with a secondary suite located in the basement/cellar with an attached garage to LWH and 1 open parking pad, providing a total of 2 parking spaces, having vehicular access from the lane. | M-7 Mechanicals Ltd
EP-2023-07967 | 2023-09-12 | 1535 W 63RD AVENUE, Vancouver, BC V6P 2H5 | Electrical Permit | Residential | Addition | Completed | Installation / Repair - Residential - ¦ 1FD- DCC/ EV ¦ TO PERFORM EVSE WORK ONLY (EP-2023-06603 performing heat pump&furnace installation) -Trouble shoot and make safe existing 120V 15A Garage Outlet -Supply and install 40A Breaker in the Main Panel -Supply and install 8 AWG 3C NMD90, inside wall, to a DCC-12 at the ceiling line -Supply and install 8 AWG 3C Teck from the DCC-12 to the Customer specified EV Charger Location -Supply and install junction box to terminate 8 AWG 3C Teck -Return trip required to install TESLA Universal EV Charger once it has been delivered -Test connections and commission installation -Tidy site and dispose of garbage correctly and safely | TDR Electric Inc
EP-2023-06603 | 2023-08-08 | 1535 W 63RD AVENUE, Vancouver, BC V6P 2H5 | Electrical Permit | Residential | Tenant Improvement | Issued | Installation / Repair - Residential - Electrical installation for heat pump, EV charger to be installed and 200 amp service upgrade *Homeowner has provided letter attached to EP-2023-07967. Stating EV charger to be installed by another contractor. EVSE removed from installation details- MT | Moore And Russell Heating And Air Conditioning Ltd
MP-2023-01438 | 2023-08-04 | 1535 W 63RD AVENUE, Vancouver, BC V6P 2H5 | Mechanical Permit | NULL | NULL | Completed | NULL | Moore & Russell Heating Ltd
GP-2023-02217 | 2023-07-25 | 1535 W 63RD AVENUE, Vancouver, BC V6P 2H5 | Gas Permit | Residential | Tenant Improvement | Completed | Residential - Re and Re the Furnace | Moore & Russell Heating Ltd
PP-2023-04181 | 2023-11-28 | 1986 W 4TH AVENUE, Vancouver, BC V6J 1M5 | Plumbing Permit | Commercial | Tenant Improvement | Issued | Commercial - New beauty centre >BP: Interior alterations to change the use from retail store to Beauty and Wellness Centre in this unit at this existing one-storey commercial building on this site. This building is NOT sprinklered. Scope of Work includes: new partition layout, doors, millwork and finishes new washrooms, & plumbing fixtures new t-bar ceiling & light fixtures | M & H Plumbing, Heating & Gas
EP-2023-11010 | 2023-12-18 | 1986 W 4TH AVENUE, Vancouver, BC V6J 1M5 | Electrical Permit | Commercial | New | Issued | Installation / Repair - Commercial - It is new face and beauty store , we are doing all new wiring owner wants to use old lights fixtures and some of will be removed. re/re only for t bar replacement.no new lighting. Rough in and finishing Interior alterations to change the use from retail store to Beauty and Wellness Centre in this unit at this existing one-storey commercial building on this site. This building is NOT sprinklered. Scope of Work includes: new partition layout, doors, millwork and finishes new washrooms, & plumbing fixtures new t-bar ceiling & light fixtures | Pentagon Electrical Ltd
EP-2023-10885 | 2023-12-14 | 1986 W 4TH AVENUE, Vancouver, BC V6J 1M5 | Electrical Permit | Commercial | Tenant Improvement | Issued | Installation / Repair - Commercial - the unit is being renovated and the tenants saw cut through the panel feeder. We need to run a new panel feeder surface on the outside of the building. >BP: Interior alterations to change the use from retail store to Beauty and Wellness Centre in this unit at this existing one-storey commercial building on this site. This building is NOT sprinklered. Scope of Work includes: new partition layout, doors, millwork and finishes new washrooms, & plumbing fixtures new t-bar ceiling & light fixtures Architectural Schedule B - Gustavo Da Roza - 604-916-8582 No Translucent or opaque film, artwork, posters, shelving, display cases or similar elements are to be installed on or directly outside or inside of the approved glazing frontages and windows so that the interior of the premises is visible at all times from the sidewalk. Separate Sign Permit is required for all signage. | NV Electrical Inc
PP-2023-04424 | 2024-01-02 | 2009 W 4TH AVENUE, Vancouver, BC | Plumbing Permit | Commercial | New | Completed | Commercial - Add (3) new backflow preventers as required by City of Vancouver CROSS CONNECTION LTR UPLOADED | AllTight Plumbing and Heating Ltd
EP-2022-10608 | 2023-02-01 | 2009 W 4TH AVENUE, Vancouver, BC | Electrical Permit | Commercial | Addition | Completed | Installation / Repair - Commercial - Supply and installation of two (2) Level-2 Charging Stations – 30A Smart-Home Version manufactured by EV-Duty. Supply and installation of two (2) ECS Pedestals. Installation of surface mounted PVC conduit. Chargers will be on one shared 40A circuit fed from an existing 200A panel and are capable of load sharing. The car chargers will be installed on the outside of the building in the parking on at the back. | Serge Vasilyev
GP-2023-04062 | 2023-12-15 | 2018 W 4TH AVENUE, Vancouver, BC | Gas Permit | Commercial | Renovation | Completed | Commercial - replacement of hot water tank | Hillcrest Plumbing & Heating (1991) Ltd
EP-2024-00170 | NULL | 2035 W 4TH AVENUE, Vancouver, BC | Electrical Permit | Commercial | Renovation | Applicant Revisions | Installation / Repair - Commercial - Add infrastructure for 13 EV Charger Ready parking spaces. Consists of new 200A Main Breaker Panel off of added 400 splitter from Metered House Power. Add 7 new 2 pole 40 amp circuits from panel to 7 wall mounted JBs to feed 13 future Networked EV chargers with built in Networked Load Sharing at a Ratio of 2 Chargers per 1 circuit. Install new Wireless Network in the parking area. Install 7 level 2 Networked Chargers | Greater Vancouver Electric Inc.
EP-2023-08694 | 2023-09-26 | 2064 W 4TH AVENUE, Vancouver, BC V6J 1M9 | Electrical Permit | Commercial | Renovation | Completed | Installation / Repair - Commercial - Installation of breakers to existing panel; Branch wiring (dedicated receptacles), Install Owner supplied lighting, Lighting Controls; exit/em. >BP: Interior alterations only to provide tenant improvements for a new Retail Dealer use at 2064 W 4th Avenue at this existing commercial building. Tenant: KOTN OK for Direct To Inspections processing as per Howie Chow, August 18, 2023. | Leading Edge Electric Inc
EP-2022-02537 | 2022-03-30 | 2065 W 4TH AVENUE, Vancouver, BC V6J 1N3 | Electrical Permit | Commercial | Renovation | Completed | Installation / Repair - Commercial - Maintenance replacement of fire alarm. The scope of work at the above project is to replace the existing Edwards panel with new Mircom Conventional panel (single stage). Note: This permit has been issued based on Bulletin 2018-004-BU/EL. | Fina Electrical Systems Ltd
GP-2023-01042 | 2023-03-28 | 3179 W 49TH AVENUE, Vancouver, BC V6N 3T3 | Gas Permit | Residential | Renovation | Completed | Residential - re- re high efficiency boiler install | BOILERS & BEYOND HEATING & COOLING LTD
EP-2022-02753 | 2022-04-26 | 3229 W 49TH AVENUE, Vancouver, BC V6N 3T5 | Electrical Permit | Residential | Renovation | Completed | Installation / Repair - Residential - Add a 20 Kilowatt stand-by natural gas generator and automatic transfer switch/main switch to a single family dwelling. No BP required as per E. Hildabrant | Shiner Lighting Designs Ltd
GP-2022-01087 | 2022-05-11 | 3229 W 49TH AVENUE, Vancouver, BC V6N 3T5 | Gas Permit | Residential | New | Completed | Residential - Supply & Install gas line from mechanical room to natural gas generator | McKellar Plumbing & Heating Ltd
EP-2022-06223 | 2022-07-25 | 3537 W 49TH AVENUE, Vancouver, BC V6N 3T6 | Electrical Permit | Residential | Renovation | Completed | Installation / Repair - Residential - Up-grade existing 100 amps service to 200 amps and set up one private pole by the south-west corner of the property , install triplex wire between private pole and the attach point on the house side and the Hydro will make connection by the private side | CANDID ELECTRIC LTD
GP-2022-00766 | 2022-03-10 | 4667 W 4TH AVENUE, Vancouver, BC V6R 1R6 | Gas Permit | Residential | Addition | Completed | Residential - re and re gas range | Christopher Sterling
GP-2023-01794 | 2023-06-19 | 4726 W 4TH AVENUE, Vancouver, BC V6T 1C2 | Gas Permit | Residential | Tenant Improvement | Completed | Residential - Replace Leaking Gas Hot water tank **If work on this site could lead to ground disturbance (impacting soil) advise applicant to contact the Provincial Archeology Branch at 250-953-3334 for a list of archaeological consultants, who when retained by the proponent, will apply on the proponent’s behalf for the necessary archaeological permits. In addition, please be advised that reports from an Archeologist (Archaeological Overview Assessment (AOA) or Archaeological Impact Assessment (AIA) reports) and archaeological/heritage inspection permits from the First Nations may be necessary prior to the release of your City of Vancouver permits.** | Vancouver City Plumbing Inc
EP-2023-06320 | NULL | 4776 W 4TH AVENUE, Vancouver, BC V6T 1C2 | Electrical Permit | Residential | Addition | Application Incomplete | Installation / Repair - Residential - Service upgrade from 200A to 400A Standby Generator Installation | NULL
GP-2022-03562 | 2022-11-16 | 545 W 50TH AVENUE, Vancouver, BC V6P 1A1 | Gas Permit | Residential | Renovation | Completed | Residential - replace a boiler | SUNFLOWER HOME SERVICE LTD
PP-2022-02858 | 2022-08-16 | 1332 W 58TH AVENUE, Vancouver, BC V6P 1W2 | Plumbing Permit | Residential | New | Completed | Residential - Lawn irrigation system | Zhongmin Zhao DBA Colorful Garden
PP-2022-02901 | 2022-08-19 | 1339 W 58TH AVENUE, Vancouver, BC V6P 1W3 | Plumbing Permit | Residential | New | Issued | Residential - 1FD+SS - #1 & #2 - Plumbing of a New House To construct a 2 storey one-family dwelling with a secondary suite located in the Basement with a parking pad , at the rear, having vehicular access from the lane. The entire building, INCLUDING THE ATTACHED GARAGE (if applicable), to be sprinklered to NFPA 13D. 2. Covenant registered under CA9267313 2. No strata titling permitted 3. No A/C unit proposed in rear yard 4. Bar sink located in basement | Karan Plumbing & Heating Ltd
GP-2022-02935 | 2022-09-29 | 1339 W 58TH AVENUE, Vancouver, BC V6P 1W3 | Gas Permit | Residential | New | Issued | Residential - 1FD+SS - #1 & #2 - gas piping of a house >DB: To construct a 2 storey one-family dwelling with a secondary suite located in the Basement with a parking pad , at the rear, having vehicular access from the lane. The entire building, INCLUDING THE ATTACHED GARAGE (if applicable), to be sprinklered to NFPA 13D. 2. Covenant registered under CA9267313 2. No strata titling permitted 3. No A/C unit proposed in rear yard 4. Bar sink located in basement | Karan Plumbing & Heating Ltd
EP-2022-09395 | 2022-11-04 | 1339 W 58TH AVENUE, Vancouver, BC V6P 1W3 | Electrical Permit | Residential | New | Issued | Installation / Repair - Residential - security, inter come, camera, tel, tv, data, speaker, home theatre, automation , vacuum roughing & completion, | Repel Security Systems Ltd
SP-2022-01968 | 2022-11-25 | 1339 W 58TH AVENUE, Vancouver, BC V6P 1W3 | Sprinkler Permit | Residential | New | Issued | Residential - Install sprinklers in sfd >BP: To construct a 2 storey one-family dwelling with a secondary suite located in the Basement ($1,266,750.00) with a parking pad , at the rear, having vehicular access from the lane. The entire building, INCLUDING THE ATTACHED GARAGE (if applicable), to be sprinklered to NFPA 13D. 2. Covenant registered under CA9267313 2. No strata titling permitted 3. No A/C unit proposed in rear yard 4. Bar sink located in basement 5. Schedule B Jaswinder S. Bansal P.Eng (604-501-7788) Structural & Geotechnical 6. BC Housing - Supercity Construction:26009 ******THIS PERMIT HAS BEEN ISSUED UNDER THE REQUIREMENTS OF VBBL 2019****** | Gold Key Fire Protection Ltd
PP-2023-04376 | 2024-01-09 | 1339 W 58TH AVENUE, Vancouver, BC V6P 1W3 | Plumbing Permit | Residential | New | Completed | Residential - Install a 3/4" Backflow preventer Back west of pool >BP: To construct a 2 story one-family dwelling with a secondary suite located in the Basement ($1,266,750.00) with a parking pad , at the rear, having vehicular access from the lane. The entire building, INCLUDING THE ATTACHED GARAGE (if applicable), to be sprinklered to NFPA 13D. 1. Outdoor swimming pool proposed approximately 18'x 10.5' & outdoor jacuzzi 6'x6' in the rear yard. Perimeter to be fully fenced with self-closing gates. 2. Covenant registered under CA9267313 2. No strata titling permitted 3. No A/C unit proposed in rear yard 4. Bar sink located in basement 5. Schedule B Jaswinder S. Bansal P.Eng (604-501-7788) Structural & Geotechnical 6. BC Housing - Supercity Construction:26009 | Permanent Irrigation DBA: SUPREME SPRINKLERS INC.
EP-2022-00475 | 2022-01-23 | 1339 W 58TH AVENUE, Vancouver, BC V6P 1W3 | Electrical Permit | Residential | New | Expired | Temporary Power - Residential - To provide temporary power. | Spotlight Electrical Inc
PP-2022-01848 | 2022-06-01 | 1339 W 58TH AVENUE, Vancouver, BC V6P 1W3 | Plumbing Permit | Residential | New | Issued | Residential - sump * Amend 06/14/2022** please change this permit's address 1339 W 58TH AVENUE #3, Vancouver, BC V6P 1W3 to 1339 W 58TH AVENUE, Vancouver, BC V6P 1W3 discused with inspector already thanks >BP: To construct a 2 storey laneway house building ($225,000.00) with an attached garage and two open parking pad, providing a total of 3 parking spaces, having vehicular access from the lane. 1. Covenant registered at the Land Title Office under CA9267313 2. No Strata Titling permitted 3. A/C unit proposed in rear yard 4. Schedule B Jaswinder S. Bansal P.Eng (604-501-7788) Structural & Geotechnical 6. BC Housing - Supercity Construction:26009 Note: This is a 1 1/2 storey building pursuant to the Zoning & Development By-law BUILDING 2 #3-1339 W 58th Av - Laneway House Address and suite number assigned as per approved plans for Fire and Emergency response. The address number is to be posted to the building to be visible from the street and the suite number is to be posted at the suite entry in accordance with the Building By-law prior to final inspection. ******THIS PERMIT HAS BEEN ISSUED UNDER THE REQUIREMENTS OF VBBL 2019****** | Bhullar Excavating and Demolition
EP-2022-04425 | 2022-06-24 | 1339 W 58TH AVENUE, Vancouver, BC V6P 1W3 | Electrical Permit | Residential | New | Issued | Installation / Repair - Residential - New House wiring. Main Consumer's Service: 400A 3 Electric Meters. Main House Service: 200A. LWH Service: 125A. Secondary Suite Service: 100A. >BP: To construct a 2 storey one-family dwelling with a secondary suite located in the Basement ($1,266,750.00) with a parking pad , at the rear, having vehicular access from the lane. The entire building, INCLUDING THE ATTACHED GARAGE (if applicable), to be sprinklered to NFPA 13D. 2. Covenant registered under CA9267313 2. No strata titling permitted 3. No A/C unit proposed in rear yard 4. Bar sink located in basement 5. Schedule B Jaswinder S. Bansal P.Eng (604-501-7788) Structural & Geotechnical 6. BC Housing - Supercity Construction:26009 Note: Parking on this site has been provided under DB-2021-03791 This is a 2 storey building pursuant to the Zoning and Development By-Law BUILDING 1 #1-1339 W 58th Av - One Family Dwelling (1st & 2nd floor, north portion of basement) #2-1339 W 58th Av - Secondary Suite (south portion of basement) Address and suite numbers assigned as per approved plans for Fire and Emergency response. The address number is to be posted to the building to be visible from the street and the suite numbers are to be posted at the suite entries in accordance with the Building By-law prior to final inspection. ******THIS PERMIT HAS BEEN ISSUED UNDER THE REQUIREMENTS OF VBBL 2019****** | Spotlight Electrical Inc
GP-2023-03493 | 2023-11-10 | 1345 W 58TH AVENUE, Vancouver, BC V6P 1W3 | Gas Permit | Residential | Addition | Completed | Residential - Replacing boiler | ASPRA PLUMBING & HEATING LTD.
GP-2022-02097 | 2022-07-18 | 1363 W 58TH AVENUE, Vancouver, BC V6P 1W3 | Gas Permit | Residential | Renovation | Completed | Residential - install 1 gas insert into existing brick masonry chimney using, using existing gas line | The LM Fireplace Warehouse Ltd.
GP-2022-02993 | 2022-10-04 | 1370 W 58TH AVENUE, Vancouver, BC V6P 1W2 | Gas Permit | Residential | Tenant Improvement | Completed | Residential - Install furnace | Gandy Installations Ltd
GP-2023-04037 | 2023-12-14 | 2017 W 5TH AVENUE, Vancouver, BC V6J 1P8 | Gas Permit | Commercial | Renovation | Cancelled | Commercial - Installing two gas boilers | Reid Brothers Plumbing & Heating Ltd
GP-2022-02445 | 2022-08-18 | 2032 W 5TH AVENUE, Vancouver, BC V6J 1P9 | Gas Permit | Residential | Renovation | Completed | Residential - Re and Re | Just Mechanical Ltd
GP-2022-02322 | 2022-08-08 | 875 W 60TH AVENUE, Vancouver, BC V6P 2A2 | Gas Permit | Residential | Addition | Completed | Residential - re and re gas range | Christopher Sterling
NULL | NULL | 879 W 60TH AVENUE, Vancouver, BC V6P 2A2 | Plumbing Permit | Residential | Renovation | Draft | Residential - Machine trench from exit point of house of sanitary sewer to city connection sewer line | Milani Plumbing Heating & Air Conditioning Ltd
PP-2023-03539 | 2023-10-10 | 879 W 60TH AVENUE, Vancouver, BC V6P 2A2 | Plumbing Permit | Residential | Renovation | Completed | Residential - Sanitary Sewer replacement *trench from house to city connection *supply and install of a new sanitary sewer in ABS *install IC at property line. | Milani Plumbing Heating & Air Conditioning Ltd
GP-2022-02877 | 2022-09-23 | 1518 W 60TH AVENUE, Vancouver, BC V6P 2A5 | Gas Permit | Residential | Renovation | Completed | Residential - Re&Re Boiler BTU 120.000 | Milani Plumbing Heating & Air Conditioning Ltd
EP-2022-05760 | 2022-07-14 | 1521 W 60TH AVENUE, Vancouver, BC V6P 2A4 | Electrical Permit | Residential | New | Completed | Installation / Repair - Residential - 2FD+2SS - EAST - 1521 W 60TH AV - #1 & #2 WEST -1523 W 60TH AV - #1 & #2 duplex home with 400amp service 200amp to each house. To construct a 2 storey two-family dwelling with 2 secondary suites located in the Basement/Cellar with a detached accessory building (garage) and 2 open parking at the rear providing 4 parking spaces, having vehicular access from the lane. 1. Covenant registered at the Land Title Office under CA9378987 2. A/C proposed – Exterior component located in Rear, Interior component located in Second Floor 3. No bar sink located. | A 1 Tech Electric Ltd
EP-2022-05292 | NULL | 1521 W 60TH AVENUE, Vancouver, BC V6P 2A4 | Electrical Permit | Residential | New | Cancelled | Installation / Repair - Residential - Wiring and service new duplex >BP: To construct a 2 storey two-family dwelling with 2 secondary suites located in the Basement/Cellar ($962,250) with a detached accessory building (garage) and 2 open parking at the rear providing 4 parking spaces, having vehicular access from the lane. 1. Covenant registered at the Land Title Office under CA9378987 2. A/C proposed – Exterior component located in Rear, Interior component located in Second Floor 3. No bar sink located. 4. Schedule B: (S.N. Biswas) P.Eng (604.250.8666) Structural & Geotechnical. 5. HPO: Residential Builder- 18 Holding Ltd Note: This is a 2 storey building pursuant to the Zoning and Development By-Law Address Information: Principle Dwelling (East): 1521 W 60th Av Principle Dwelling (West): 1523 W 60th Ave Address and suite numbers assigned as per approved plans for Fire and Emergency response. The address number is to be posted to the building to be visible from the street and the suite numbers are to be posted at the suite entries in accordance with the Building By-law prior to final inspection. **THIS PERMIT HAS BEEN ISSUED UNDER THE REQUIREMENTS OF VBBL #12511 (2019)** | Flash Electric Ltd.
EP-2022-04077 | 2022-05-18 | 1521 W 60TH AVENUE, Vancouver, BC V6P 2A4 | Electrical Permit | Residential | New | Completed | Installation / Repair - Residential - TV/TEL/data/Vacuum/Roughin >BP: To construct a 2 storey two-family dwelling with 2 secondary suites located in the Basement/Cellar ($962,250) with a detached accessory building (garage) and 2 open parking at the rear providing 4 parking spaces, having vehicular access from the lane. 1. Covenant registered at the Land Title Office under CA9378987 2. A/C proposed – Exterior component located in Rear, Interior component located in Second Floor 3. No bar sink located. 4. Schedule B: (S.N. Biswas) P.Eng (604.250.8666) Structural & Geotechnical. 5. HPO: Residential Builder- 18 Holding Ltd Note: This is a 2 storey building pursuant to the Zoning and Development By-Law Address Information: Principle Dwelling (East): 1521 W 60th Av Principle Dwelling (West): 1523 W 60th Ave Address and suite numbers assigned as per approved plans for Fire and Emergency response. The address number is to be posted to the building to be visible from the street and the suite numbers are to be posted at the suite entries in accordance with the Building By-law prior to final inspection. **THIS PERMIT HAS BEEN ISSUED UNDER THE REQUIREMENTS OF VBBL #12511 (2019)** | Splendid IT Solutions Ltd
SP-2022-00781 | 2022-05-18 | 1521 W 60TH AVENUE, Vancouver, BC V6P 2A4 | Sprinkler Permit | Residential | New | Completed | Residential - new home To construct a 2 storey two-family dwelling with 2 secondary suites located in the Basement/Cellar with a detached accessory building (garage) and 2 open parking at the rear providing 4 parking spaces, having vehicular access from the lane. 1. Covenant registered at the Land Title Office under CA9378987 2. A/C proposed – Exterior component located in Rear, Interior component located in Second Floor 3. No bar sink located. 4. Schedule B: (S.N. Biswas) P.Eng (604.250.8666) Structural & Geotechnical. 5. HPO: Residential Builder- 18 Holding Ltd ** Amend 05/30/2022** Engineer Revision Drawings have been uploaded | SBMS Construction Ltd
PP-2022-00866 | 2022-03-14 | 1521 W 60TH AVENUE, Vancouver, BC V6P 2A4 | Plumbing Permit | Residential | New | Completed | Residential - 2FD+2SS - EAST UNIT - 1521 W 60TH AV - #1 & #2 WEST UNIT - 1523 W 60TH AV - #1 & #2 Sump and sewer connections To construct a 2 storey two-family dwelling with 2 secondary suites located in the Basement/Cellar with a detached accessory building (garage) and 2 open parking at the rear providing 4 parking spaces, having vehicular access from the lane. 1. Covenant registered at the Land Title Office under CA9378987 2. A/C proposed – Exterior component located in Rear, Interior component located in Second Floor 3. No bar sink located. | Swift Site Services Ltd
EP-2022-00951 | 2022-02-10 | 1521 W 60TH AVENUE, Vancouver, BC V6P 2A4 | Electrical Permit | Residential | New | Expired | Temporary Power - Residential - To provide temporary power. NOTE: Work authorized by this permit is for placement of a temporary power pole only and does not authorize any site construction and/or excavation. A separate Building Permit will be required prior to commencement of any other work on this site. | Flash Electric Ltd.
EP-2022-00893 | 2022-02-04 | 1541 W 60TH AVENUE, Vancouver, BC V6P 2A4 | Electrical Permit | Residential | New | Expired | Temporary Power - Residential - To provide temporary power. | Apaar Electrical Ltd
PP-2022-00743 | 2022-03-04 | 1541 W 60TH AVENUE, Vancouver, BC V6P 2A4 | Plumbing Permit | Residential | New | Completed | Residential - 1FD+SS - #1 & #2 - Install 1 outside sump, no pump To construct a 2 storey one-family dwelling with a secondary suite located in the Basement/Cellar with an open parking pad, providing 1 parking space, having vehicular access from the 20' Lane. Note: The entire building, INCLUDING THE ATTACHED GARAGE (if applicable), to be sprinklered to NFPA 13D 1. Covenant registered at the Land Title Office under CA9427743 2. A/C proposed – Exterior component located in Rear, Interior component located in Basement. 3. Bar sink located in basement. | Canadian Excavating Ltd
PP-2022-01532 | 2022-05-05 | 1541 W 60TH AVENUE, Vancouver, BC V6P 2A4 | Plumbing Permit | Residential | New | Completed | Residential - plumbing for new SFD with Secondary Suite >BP: To construct a 2 storey one-family dwelling with a secondary suite located in the Basement/Cellar ($865,500) with an open parking pad, providing 1 parking space, having vehicular access from the 20' Lane. Note: The entire building, INCLUDING THE ATTACHED GARAGE (if applicable), to be sprinklered to NFPA 13D 1. Covenant registered at the Land Title Office under CA9427743 2. A/C proposed – Exterior component located in Rear, Interior component located in Basement. 3. Bar sink located in basement. 4. Schedule B: (Y. Deng) P.Eng (604.505.6816) Structural & Geotechnical 5. HPO: Residential Builder- CB Developments & Designing Ltd. Note: This is a 2 storey building pursuant to the Zoning and Development By-Law Address Information: Principle Dwelling: #1-1541 W 60th Av Secondary Suite: #2-1541 W 60th Av Laneway home: #3-1541 W 60th Av Address and suite numbers assigned as per approved plans for Fire and Emergency response. The address number is to be posted on the building to be visible from the street and the suite numbers are to be posted at the suite entries in accordance with the Building By-law prior to final inspection. **THIS PERMIT HAS BEEN ISSUED UNDER THE REQUIREMENTS OF VBBL #12511 (2019) ** | AKAL Plumbing & Heating Ltd
EP-2022-05826 | 2022-07-22 | 1541 W 60TH AVENUE, Vancouver, BC V6P 2A4 | Electrical Permit | Residential | New | Completed | Installation / Repair - Residential - New Construction of single family dwelling with secondary suite >BP: To construct a 2 storey one-family dwelling with a secondary suite located in the Basement/Cellar ($865,500) with an open parking pad, providing 1 parking space, having vehicular access from the 20' Lane. Note: The entire building, INCLUDING THE ATTACHED GARAGE (if applicable), to be sprinklered to NFPA 13D 1. Covenant registered at the Land Title Office under CA9427743 2. A/C proposed – Exterior component located in Rear, Interior component located in Basement. 3. Bar sink located in basement. 4. Schedule B: (Y. Deng) P.Eng (604.505.6816) Structural & Geotechnical 5. HPO: Residential Builder- CB Developments & Designing Ltd. Note: This is a 2 storey building pursuant to the Zoning and Development By-Law | Apaar Electrical Ltd
EP-2022-05453 | 2022-06-27 | 1541 W 60TH AVENUE, Vancouver, BC V6P 2A4 | Electrical Permit | Residential | New | Completed | Installation / Repair - Residential - Rough-in and Finishing tv, data, phone, speaker, vacumm and alarm >BP: To construct a 2 storey one-family dwelling with a secondary suite located in the Basement/Cellar ($865,500) with an open parking pad, providing 1 parking space, having vehicular access from the 20' Lane. Note: The entire building, INCLUDING THE ATTACHED GARAGE (if applicable), to be sprinklered to NFPA 13D 1. Covenant registered at the Land Title Office under CA9427743 2. A/C proposed – Exterior component located in Rear, Interior component located in Basement. 3. Bar sink located in basement. 4. Schedule B: (Y. Deng) P.Eng (604.505.6816) Structural & Geotechnical 5. HPO: Residential Builder- CB Developments & Designing Ltd. Note: This is a 2 storey building pursuant to the Zoning and Development By-Law Address Information: Principle Dwelling: #1-1541 W 60th Av Secondary Suite: #2-1541 W 60th Av Laneway home: #3-1541 W 60th Av Address and suite numbers assigned as per approved plans for Fire and Emergency response. The address number is to be posted on the building to be visible from the street and the suite numbers are to be posted at the suite entries in accordance with the Building By-law prior to final inspection. **THIS PERMIT HAS BEEN ISSUED UNDER THE REQUIREMENTS OF VBBL #12511 (2019) ** | Simplypro Enterprise Ltd
GP-2022-02280 | 2022-08-03 | 1541 W 60TH AVENUE, Vancouver, BC V6P 2A4 | Gas Permit | Residential | New | Completed | Residential - 1FD+SS - #1 & #2 - This is a new house with 3 fixtures To construct a 2 storey one-family dwelling with a secondary suite located in the Basement/Cellar with an open parking pad, providing 1 parking space, having vehicular access from the 20' Lane. Note: The entire building, INCLUDING THE ATTACHED GARAGE (if applicable), to be sprinklered to NFPA 13D 1. Covenant registered at the Land Title Office under CA9427743 2. A/C proposed – Exterior component located in Rear, Interior component located in Basement. 3. Bar sink located in basement. | AKAL Plumbing & Heating Ltd
SP-2022-01154 | 2022-07-20 | 1541 W 60TH AVENUE, Vancouver, BC V6P 2A4 | Sprinkler Permit | Residential | New | Completed | Residential - 1FD+SS - #1 & #2 - NEW HOME To construct a 2 storey one-family dwelling with a secondary suite located in the Basement/Cellar with an open parking pad, providing 1 parking space, having vehicular access from the 20' Lane. Note: The entire building, INCLUDING THE ATTACHED GARAGE (if applicable), to be sprinklered to NFPA 13D 1. Covenant registered at the Land Title Office under CA9427743 2. A/C proposed – Exterior component located in Rear, Interior component located in Basement. 3. Bar sink located in basement. | SBMS Construction Ltd
GP-2023-00629 | 2023-02-22 | 3551 W 49TH AVENUE, Vancouver, BC V6N 3T6 | Gas Permit | Residential | Renovation | Completed | Residential - Re & Re HWT Gas | Milani Plumbing Heating & Air Conditioning Ltd
GP-2023-03166 | 2023-10-20 | 1289 W 48TH AVENUE, Vancouver, BC V6M 2N6 | Gas Permit | Residential | Renovation | Completed | Residential - RE&RE boiler | Milani Plumbing Heating & Air Conditioning Ltd
EP-2022-07140 | 2022-08-24 | 1308 W 48TH AVENUE, Vancouver, BC V6M 2N9 | Electrical Permit | Commercial | Renovation | Completed | Installation / Repair - Commercial - Electrical work to comply with : By- law requirements for a family child day care facility at 1308 W 48th Ave as per: re: Special inspection No. IA-2022-00169 | Big Forest Electric Ltd
EP-2023-11387 | 2024-01-02 | 1348 W 48TH AVENUE, Vancouver, BC V6M 2N9 | Electrical Permit | Residential | Addition | Issued | Installation / Repair - Residential - Installation of security system | ADT Security Services Canada Inc
SP-2023-01931 | 2023-10-19 | 1408 W 48TH AVENUE, Vancouver, BC V6M 2P2 | Sprinkler Permit | Residential | New | Issued | Residential - Install sprinklers in sfd >BP: To construct a 2 storey + basement one-family dwelling. Note: Parking for the site has been provided under DB-2021-06922 (Laneway House). Note: This is a 2 storey building pursuant to the Zoning and Development By-Law. | Gold Key Fire Protection Ltd
EP-2023-08837 | 2023-09-29 | 1408 W 48TH AVENUE, Vancouver, BC V6M 2P2 | Electrical Permit | Residential | New | Issued | Temporary Power - Residential - To provide temporary power. | Torro Electric Ltd
EP-2023-08059 | 2023-09-11 | 1408 W 48TH AVENUE, Vancouver, BC V6M 2P2 | Electrical Permit | Residential | New | Issued | Installation / Repair - Residential - Electrical for New Single Family Dwelling >BP: *********PART 5 ******** To construct a 2 storey + basement one-family dwelling ($1,404,250). Note: Parking for the site has been provided under DB-2021-06922 (Laneway House). Note: This is a 2 storey building pursuant to the Zoning and Development By-Law. Note: The outdoor mechanical equipment shall conform to the Noise Control by-law #6555. 1- Bar/Sink proposed in the basement 2- A/C unit proposed in the side yard (West) 3- Schedule A: STEFAN JAN WIEDEMANN - 604-313-4241 Architectural 3- Schedule B: ANTONY WANG - 604-618-6236 Structural 3- Schedule B: JOSEPH OH - 604-513-4190 Geotechnical 3- Schedule B: MIN-WEI CHAN - 604-49-7789 Architectural 3- Schedule D: MIN-WEI CHAN - 604-49-7789 4- BC Housing Residential Builder - Copa Development Corporation 5- Covenant registered at the Land Title Office under CA9835148 ******THIS PERMIT HAS BEEN ISSUED UNDER THE REQUIREMENTS OF VBBL #12511 (2019)****** | Torro Electric Ltd
GP-2023-02517 | 2023-08-30 | 1408 W 48TH AVENUE, Vancouver, BC V6M 2P2 | Gas Permit | Residential | New | Issued | Residential - 1 Water Heater & 1 BBQ rough in gas lines to fixtures >BP: To construct a 2 storey + basement one-family dwelling ($1,404,250). | Neptune Plumbing & Heating Ltd
EP-2022-07756 | 2022-09-14 | 1408 W 48TH AVENUE, Vancouver, BC V6M 2P2 | Electrical Permit | Residential | New | Expired | Temporary Power - Residential - To provide temporary power. | Torro Electric Ltd
PP-2022-04113 | 2022-11-16 | 1408 W 48TH AVENUE, Vancouver, BC V6M 2P2 | Plumbing Permit | Residential | New | Issued | Residential - Sump installation | Finest Construction & Renovation Ltd
PP-2023-00812 | 2023-03-13 | 1408 W 48TH AVENUE, Vancouver, BC V6M 2P2 | Plumbing Permit | Residential | New | Issued | Residential - plumbing / infloor heating gas >BP: To construct a 2 storey + basement one-family dwelling. Note: Parking for the site has been provided under DB-2021-06922 (Laneway House). Note: This is a 2 storey building pursuant to the Zoning and Development By-Law. Note: The outdoor mechanical equipment shall conform to the Noise Control by-law #6555. 1- Bar/Sink proposed in the basement 2- A/C unit proposed in the side yard (West) 3- Schedule A: STEFAN JAN WIEDEMANN - 604-313-4241 Architectural 3- Schedule B: ANTONY WANG - 604-618-6236 Structural 3- Schedule B: JOSEPH OH - 604-513-4190 Geotechnical 3- Schedule B: MIN-WEI CHAN - 604-49-7789 Architectural 3- Schedule D: MIN-WEI CHAN - 604-49-7789 4- BC Housing Residential Builder - Copa Development Corporation 5- Covenant registered at the Land Title Office under CA9835148 Aug 30/2023-AMEND -please change the permit address to 1408 west 48th ( main house ) | Neptune Plumbing & Heating Ltd
MP-2023-00513 | NULL | 1408 W 48TH AVENUE, Vancouver, BC V6M 2P2 | Mechanical Permit | NULL | NULL | Withdrawn | NULL | Neptune Plumbing & Heating Ltd
MP-2023-00577 | 2023-04-04 | 1408 W 48TH AVENUE, Vancouver, BC V6M 2P2 | Mechanical Permit | NULL | NULL | Issued | NULL | Centigrade Mechanical Ltd
EP-2023-07101 | 2023-08-04 | 1408 W 48TH AVENUE, Vancouver, BC V6M 2P2 | Electrical Permit | Residential | New | Issued | Installation / Repair - Residential - Installation ofTV, Data, Tel, Alarm, CCTV, Automation. | AIGO TECHNOLOGY INC
GP-2023-02140 | 2023-07-19 | 1408 W 48TH AVENUE, Vancouver, BC V6M 2P2 | Gas Permit | Residential | New | Issued | Residential - 1 Fireplace Venting and hook up only >BP: To construct a 2 storey + basement one-family dwelling | Urban Fireplaces Ltd
EP-2022-03604 | 2022-05-04 | 1443 W 48TH AVENUE, Vancouver, BC V6M 2P1 | Electrical Permit | Residential | Addition | Completed | Installation / Repair - Residential - Installation of 24 Solar PV panels on a sloped roof | Penfolds Roofing Inc.
EP-2023-09180 | 2023-10-26 | 282 W 46TH AVENUE, Vancouver, BC V5Y 2X3 | Electrical Permit | Residential | Renovation | Issued | Installation / Repair - Residential - In-Home Mutli-Age Child Day Care electrical requirements as per IA-2022-00110. | PANG'S ELECTRIC LTD
PP-2023-01034 | 2023-03-24 | 720 W 50TH AVENUE, Vancouver, BC V6P 1A5 | Plumbing Permit | Residential | Renovation | Completed | Residential - home subjected to fire damage. reinstall plumbing fixtures. test plumbing for leaks. -CF-2021-004122 >BP: Exterior and Interior alterations to repair areas of damage caused by gas explosion at the rear of this existing one family dwelling building on this site. Notes: - This building is sprinklered. DBI to determine on site if a separate sprinkler permit is required. No SP required per DBI. - Schedule B, Structural, Adam Samuel Densmore, P.Eng, 778-791-7456. - REUP: Exempt - Minor damage repair | North Star Mechanical Ltd
GP-2023-01024 | 2023-03-24 | 720 W 50TH AVENUE, Vancouver, BC V6P 1A5 | Gas Permit | Residential | Renovation | Completed | Residential - home damaged by fire. pressure test gas lines and reconnect appliances. (reference: CF-2021-004122) >BP: Exterior and Interior alterations to repair areas of damage caused by gas explosion at the rear of this existing one family dwelling building on this site. Notes: - This building is sprinklered. DBI to determine on site if a separate sprinkler permit is required. No SP required per DBI. - Schedule B, Structural, Adam Samuel Densmore, P.Eng, 778-791-7456. - REUP: Exempt - Minor damage repair | North Star Mechanical Ltd
EP-2022-05172 | 2022-06-20 | 720 W 50TH AVENUE, Vancouver, BC V6P 1A5 | Electrical Permit | Residential | Renovation | Completed | Installation / Repair - Residential - Butler Kitchen - Replace (2) damage pot lights, reset devices and appliances. Main Kitchen - Replace damaged switch box, reset wall devices, covers, lighting fixtures and reset appliances. Exterior and Interior alterations to repair areas of damage caused by gas explosion at the rear of this existing one family dwelling building on this site. | High Mark Electrical and Mechanical Ltd
EP-2023-04594 | 2023-05-25 | 1091 W 50TH AVENUE, Vancouver, BC V6P 1A7 | Electrical Permit | Residential | New | Issued | Temporary Power - Residential - To provide temporary power. Amend: June 2nd, 2023 change the temporary power amperage rating from 100 amps to 200 amps | NORTHERN LIGHTS ELECTRIC LTD
EP-2023-09682 | 2023-10-27 | 1091 W 50TH AVENUE, Vancouver, BC V6P 1A7 | Electrical Permit | Residential | Renovation | Issued | Installation / Repair - Residential - Due to new construction of a laneway house RE/RE exisitng house service to new laneway | NORTHERN LIGHTS ELECTRIC LTD
EP-2022-06654 | 2022-08-22 | 1528 W 57TH AVENUE, Vancouver, BC V6P 1T2 | Electrical Permit | Residential | New | Completed | Installation / Repair - Residential - 2FD+2SS - WEST - 1528 W 57TH AV - #1 & #2 EAST - 1526 W 57TH AV - #1 & #2 Electrical wiring for duplex house with secondary suite To construct a 2-storey + Basement two-family dwelling with two secondary suites located in the Basement with a detached accessory building (garage), at the rear providing 2 parking spaces, having vehicular access from the lane. Note: This is a 2 storey building pursuant to the Zoning and Development By-Law 1. Covenant registered at the Land Title Office under xxxxxxxx 2. No strata titling permitted 3. A/C unit proposed in the rear & ext. upper floor 4. No bar sink proposed in Basement | Altech Electric Ltd
EP-2022-08039 | 2022-09-23 | 1528 W 57TH AVENUE, Vancouver, BC V6P 1T2 | Electrical Permit | Residential | New | Completed | Installation / Repair - Residential - Pre wire and completion of alarm,Telus,tv,and internet Pre wire for cctv | Pioneer Security and Communications Ltd
GP-2022-02433 | 2022-08-18 | 1528 W 57TH AVENUE, Vancouver, BC V6P 1T2 | Gas Permit | Residential | New | Completed | Residential - new gas appliances for: >BP: To construct a 2-storey + Basement two-family dwelling ($1,000,000.00) with two secondary suites located in the Basement with a detached accessory building (garage), at the rear providing 2 parking spaces, having vehicular access from the lane. 1526 w57 ave to install 1 boiler 2 range 1 bbq 2 dryer 1528 w57 ave to install 1 boiler 2 range 1 bbq 2 dryer | Symbolistic Heating Ltd
SP-2022-01328 | 2022-08-19 | 1528 W 57TH AVENUE, Vancouver, BC V6P 1T2 | Sprinkler Permit | Residential | New | Completed | Residential - Install sprinklers in duplex >BP: FD + 2 SS ***waiting for covenant to be registered**** To construct a 2-storey + Basement two-family dwelling ($1,000,000.00) with two secondary suites located in the Basement with a detached accessory building (garage), at the rear providing 2 parking spaces, having vehicular access from the lane. Note: This is a 2 storey building pursuant to the Zoning and Development By-Law 1. Covenant registered at the Land Title Office under xxxxxxxx 2. No strata titling permitted 3. A/C unit proposed in the rear & ext. upper floor 4. No bar sink proposed in Basement 5. Schedule B: Jason Hui, P.Eng, 778-319-3403 Structural & Geotechnical 6. HPO: Residential Builder, Topine Holdings Inc. "Combustible projections or roof soffits on an exposing building face shall not project to less than .45m from the property line and shall be in compliance with VBBL 2014 9.10.15.5.(9)" The entire building, INCLUDING THE ATTACHED GARAGE (if applicable), to be sprinklered to NFPA 2 x 13D. | Gold Key Fire Protection Ltd
EP-2022-10025 | 2022-11-27 | 1528 W 57TH AVENUE, Vancouver, BC V6P 1T2 | Electrical Permit | Residential | New | Expired | Temporary Power - Residential - To provide temporary power. | Altech Electric Ltd
PP-2022-00857 | 2022-03-14 | 1528 W 57TH AVENUE, Vancouver, BC V6P 1T2 | Plumbing Permit | Residential | New | Completed | Residential - 2FD+2SS - WEST UNIT 1528 W 57TH AV - #1 & #2 EAST UNIT 1526 W 57TH AV - #1 & #2 two out side sumps with out pump To construct a 2-storey + Basement two-family dwelling with two secondary suites located in the Basement with a detached accessory building (garage), at the rear providing 2 parking spaces, having vehicular access from the lane. Note: This is a 2 storey building pursuant to the Zoning and Development By-Law 1. Covenant registered at the Land Title Office under xxxxxxxx 2. No strata titling permitted 3. A/C unit proposed in the rear & ext. upper floor 4. No bar sink proposed in Basement AMEND: NOV 30/2023 PLEASE CHANGE TO TOTAL 4 OUT SIDE SUMPS ( 2 SEWER SUMP WITH PUMP ,1 STORM SUMP WITH PUMP AND 1 RWL SUMP WITH OUT PUMP AMEND: DEC 13/2023 Engineer letter for storm sump pump UPLOADED | JVT EXCAVATING & DEMOLITION LTD
PP-2022-00911 | 2022-03-18 | 1528 W 57TH AVENUE, Vancouver, BC V6P 1T2 | Plumbing Permit | Residential | New | Completed | Residential - 2FD+2SS - WEST UNIT - 1528 W 57TH AV - #1 & #2 EAST UNIT - 1526 W 57TH AV - #1 & #2 Installing new plumbing fixtures inside the duplex 2 FD + 2 SS ***waiting for covenant to be registered**** To construct a 2-storey + Basement two-family dwelling with two secondary suites located in the Basement with a detached accessory building (garage), at the rear providing 2 parking spaces, having vehicular access from the lane. Note: This is a 2 storey building pursuant to the Zoning and Development By-Law 1. Covenant registered at the Land Title Office under xxxxxxxx 2. No strata titling permitted 3. A/C unit proposed in the rear & ext. upper floor 4. No bar sink proposed in Basement | SUNSHINE PLUMBING LTD
GP-2022-01490 | 2022-05-12 | 1550 W 57TH AVENUE, Vancouver, BC V6P 1T2 | Gas Permit | Residential | Renovation | Completed | Residential - Re/re of water heater with tankless water heater. | 1236318 BC Ltd DBA Aquatech Vancouver
GP-2023-02638 | 2023-09-08 | 1570 W 57TH AVENUE, Vancouver, BC V6P 1T2 | Gas Permit | Residential | Renovation | Completed | Residential - Replacement gas boiler | Superior Gas Installations & Service Ltd
GP-2023-00378 | 2023-02-02 | 2068 W 5TH AVENUE, Vancouver, BC V6J 1P9 | Gas Permit | Residential | Renovation | Completed | Residential - Re and Re HWT | Just Mechanical Ltd
EP-2022-00508 | 2022-01-24 | 2085 W 5TH AVENUE, Vancouver, BC V6J 1P8 | Electrical Permit | Commercial | Tenant Improvement | Completed | Installation / Repair - Commercial - Suite 105 Supply and installation of new retro-fit Schneider panel kit to replace existing fuse panel ** Amend 02/14/2022** correct address to suite 301 -2085 W 5th not 105- 2985 W 5th | Action Electric Ltd
EP-2022-02352 | 2022-03-24 | 2085 W 5TH AVENUE, Vancouver, BC V6J 1P8 | Electrical Permit | Commercial | Tenant Improvement | Completed | Installation / Repair - Commercial - Supply and installation of new retro-fit Schneider panel kit to replace existing fuse panel Amend: Mar 31, 2022 Change to suites being completed: 102 is not, 106 is instead Description should read as follows: Units: 101, 103-106, 107, 201-207, 302-307 | Action Electric Ltd
GP-2023-00448 | 2023-02-07 | 1778 W 59TH AVENUE, Vancouver, BC V6P 1Z4 | Gas Permit | Residential | Renovation | Completed | Residential - Replace gas furnace on ground floor. | Canadian Care Heating & Cooling Ltd
GP-2023-03530 | 2023-11-14 | 2075 W 59TH AVENUE, Vancouver, BC V6P 1Z5 | Gas Permit | Residential | Addition | Completed | Residential - Combi Boiler 199,000 BTU re/re | HAMZEH GERAMI Dba Nation Heating & Cooling
SP-2023-01625 | 2023-09-07 | 2091 W 59TH AVENUE, Vancouver, BC V6P 1Z5 | Sprinkler Permit | Residential | New | Issued | Residential - 2FD+2SS - EAST - 2091 W 59TH AV - #1 & #2 WEST - 7480 ARBUTUS ST - #1 & #2 New sprinkler system >DB: To construct a 2 storey two-family dwelling with 2 secondary suites located in the Basement with a detached accessory building (garage) and 2 open parking at the rear providing a total of 4 parking spaces, having vehicular access from the lane. 1. Covenant registered at the Land Title Office under CB1800982 2. A/C proposed – Exterior component located in rear yard, Interior component located in second floor closets. 3. Bar sink not proposed. **THIS PERMIT HAS BEEN ISSUED UNDER THE REQUIREMENTS OF VBBL #12511 (2019) ** | Haven Fire Protection Ltd
GP-2023-02669 | 2023-09-13 | 2091 W 59TH AVENUE, Vancouver, BC V6P 1Z5 | Gas Permit | Residential | New | Issued | Residential - To install 2 boiler 2 range 2 BBQ 2 dryer There is pipping for 2 BBQ >BP: To construct a 2 storey two-family dwelling with 2 secondary suites located in the Basement ($963,250.00) with a detached accessory building (garage) and 2 open parking at the rear providing a total of 4 parking spaces, having vehicular access from the lane. | JOT MECHANICAL LTD
EP-2023-08364 | 2023-09-15 | 2091 W 59TH AVENUE, Vancouver, BC V6P 1Z5 | Electrical Permit | Residential | New | Issued | Installation / Repair - Residential - Installation of Extra Low Voltage. Data, Voice, TV Cable, Security Camera, Alarm Prewire, Central Vacuum, Door Bell. >BP: To construct a 2 storey two-family dwelling with 2 secondary suites located in the Basement ($963,250.00) with a detached accessory building (garage) and 2 open parking at the rear providing a total of 4 parking spaces, having vehicular access from the lane. 1. Covenant registered at the Land Title Office under CB1800982 2. A/C proposed – Exterior component located in rear yard, Interior component located in second floor closets. 3. Bar sink not proposed. 4. Schedule B: (TONG NGO, P.Eng., 604-372-2120) Architectural Item 1.5 & Structural for Glass Guardrails only. 4. Schedule B: (ALAN PRAHALAD, P.Eng., 604-831-1431) Structural 5. Schedule B: (JASON HUI, P.Eng., 778-319-3403) Geotechnical 6. HPO: Residential Builder- (CYANIC DEVELOPMENTS INC.) Note: This is a 2 storey building pursuant to the Zoning and Development By-Law **THIS PERMIT HAS BEEN ISSUED UNDER THE REQUIREMENTS OF VBBL #12511 (2019) ** | SECUTECH DEVELOPMENT LTD.
PP-2023-01011 | 2023-03-23 | 2091 W 59TH AVENUE, Vancouver, BC V6P 1Z5 | Plumbing Permit | Residential | New | Issued | Residential - sump placing >BP: To construct a 2 storey two-family dwelling with 2 secondary suites located in the Basement with a detached accessory building (garage) and 2 open parking at the rear providing a total of 4 parking spaces, having vehicular access from the lane. | Metro Contracting Ltd
PP-2023-02147 | 2023-06-19 | 2091 W 59TH AVENUE, Vancouver, BC V6P 1Z5 | Plumbing Permit | Residential | New | Issued | Residential - New plumbing install >BP: To construct a 2 storey two-family dwelling with 2 secondary suites located in the Basement with a detached accessory building (garage) and 2 open parking at the rear providing a total of 4 parking spaces, having vehicular access from the lane. 1. Covenant registered at the Land Title Office under CB1800982 2. A/C proposed – Exterior component located in rear yard, Interior component located in second floor closets. 3. Bar sink not proposed. 4. Schedule B: (TONG NGO, P.Eng., 604-372-2120) Architectural Item 1.5 & Structural for Glass Guardrails only. 4. Schedule B: (ALAN PRAHALAD, P.Eng., 604-831-1431) Structural 5. Schedule B: (JASON HUI, P.Eng., 778-319-3403) Geotechnical 6. HPO: Residential Builder- (CYANIC DEVELOPMENTS INC.) Note: This is a 2 storey building pursuant to the Zoning and Development By-Law | AQUA KING MECHANICAL LTD
MP-2023-01241 | 2023-07-07 | 2091 W 59TH AVENUE, Vancouver, BC V6P 1Z5 | Mechanical Permit | NULL | NULL | Issued | NULL | AQUA KING MECHANICAL LTD
EP-2023-05678 | 2023-06-23 | 2091 W 59TH AVENUE, Vancouver, BC V6P 1Z5 | Electrical Permit | Residential | New | Issued | Temporary Power - Residential - To provide temporary power. | H.L. ELECTRICAL LTD
EP-2022-05229 | 2022-06-20 | 2091 W 59TH AVENUE, Vancouver, BC V6P 1Z5 | Electrical Permit | Residential | New | Expired | Temporary Power - Residential - To provide temporary power. | H.L. ELECTRICAL LTD
EP-2022-09456 | 2022-11-09 | 35 W 5TH AVENUE, Vancouver, BC V5Y 1H4 | Electrical Permit | Commercial | NULL | Expired | Annual / Operating - ANNUAL OPERATING PERMIT RENEWAL VALID: SEPT 22/2022 TO SEPT 21/2023 EXPIRED PERMIT: EP-2021-07970 Maintenance | NEUTRON FACTORY WORKS INC.
EP-2023-08332 | 2023-09-15 | 35 W 5TH AVENUE, Vancouver, BC V5Y 1H4 | Electrical Permit | Commercial | NULL | Issued | Annual / Operating - ANNUAL OPERATING PERMIT RENEWAL Maintenance RENEWAL OF EP-2022-09456 VALID: SEPT 22/2023 TO SEPT 21/2024 | NEUTRON FACTORY WORKS INC.
PP-2022-03710 | 2022-10-18 | 2190 W 5TH AVENUE, Vancouver, BC V6K 1S2 | Plumbing Permit | Commercial | Addition | Completed | Commercial - Install premise and irrigation backflow assemblies as per COV letter. | Artisan Plumbing & Heating Ltd
EP-2022-02503 | 2022-03-29 | 2190 W 5TH AVENUE, Vancouver, BC V6K 1S2 | Electrical Permit | Residential | Renovation | Completed | Installation / Repair - Residential - Emergency Replaced Fire Alarm Panel water Damage. Replaced. Fire Alarm Panel Only. No Modification, No UpGrade and compromised of fire alarm as Bulletin 2018-004-BU/EL Category 2. | Apna Fire & Electrical Service Ltd
PP-2023-02493 | 2023-07-13 | 2195 W 5TH AVENUE, Vancouver, BC V6K 1S1 | Plumbing Permit | Commercial | Addition | Cancelled | Commercial - Add DCVA on fire suppression line AMEND: AUG 1/2023 Different size/location for the backflow install DWGS UPLOADED | KERN BSG MANAGEMENT LTD
SP-2023-01571 | NULL | 2195 W 5TH AVENUE, Vancouver, BC V6K 1S1 | Sprinkler Permit | Residential | Addition | Application Incomplete | Residential - Install backflow on fire suppression line | KERN BSG MANAGEMENT LTD
EP-2024-00273 | NULL | 1925 W 61ST AVENUE, Vancouver, BC V6P 2C6 | Electrical Permit | Residential | New | Application Incomplete | Temporary Power - Residential - To provide temporary power. | Tatla Electrical Ltd
SP-2023-01484 | 2023-08-14 | 1925 W 61ST AVENUE, Vancouver, BC V6P 2C6 | Sprinkler Permit | Residential | New | Issued | Residential - 1FD - #1 - Install sprinklers in sfd >DB: To construct a 2 storey one-family dwelling with a secondary suite located in the Cellar, providing 2 parking space, having vehicular access from the 20' Lane. 1. Covenant registered at the Land Title Office under CA9764020 2. No Strata Titling permitted 3. A/C proposed – Exterior component located in North (Rear Yard), Interior component located in Second 4. Bar sink located in Cellar **THIS PERMIT HAS BEEN ISSUED UNDER THE REQUIREMENTS OF VBBL #12511 (2019) ** | Gold Key Fire Protection Ltd
EP-2023-06216 | 2023-07-12 | 1925 W 61ST AVENUE, Vancouver, BC V6P 2C6 | Electrical Permit | Residential | New | Issued | Installation / Repair - Residential - Wiring and finishing of extra low voltage. >BP: To construct a 2 storey one-family dwelling with a secondary suite located in the Cellar ($1,232,315), providing 2 parking space, having vehicular access from the 20' Lane. 1. Covenant registered at the Land Title Office under CA9764020 2. No Strata Titling permitted 3. A/C proposed – Exterior component located in North (Rear Yard), Interior component located in Second 4. Bar sink located in Cellar 5. Schedule B: (Jason Hui) P.Eng (778.319.3403) Structural & Geotechnical 6. HPO: Residential Builder- Avis Homes Ltd. Note: This is a 2 storey building pursuant to the Zoning and Development By-Law **THIS PERMIT HAS BEEN ISSUED UNDER THE REQUIREMENTS OF VBBL #12511 (2019) ** | Creative Security Solutions Ltd
EP-2023-06176 | 2023-08-09 | 1925 W 61ST AVENUE, Vancouver, BC V6P 2C6 | Electrical Permit | Residential | New | Issued | Installation / Repair - Residential - single family home with detached lane way house. Electrical wiring of led lights, receptacles. kitchen wiring. sub panels >BP: To construct a 2 storey one-family dwelling with a secondary suite located in the Cellar ($1,232,315), providing 2 parking space, having vehicular access from the 20' Lane. 1. Covenant registered at the Land Title Office under CA9764020 2. No Strata Titling permitted 3. A/C proposed – Exterior component located in North (Rear Yard), Interior component located in Second 4. Bar sink located in Cellar 5. Schedule B: (Jason Hui) P.Eng (778.319.3403) Structural & Geotechnical 6. HPO: Residential Builder- Avis Homes Ltd. Note: This is a 2 storey building pursuant to the Zoning and Development By-Law **THIS PERMIT HAS BEEN ISSUED UNDER THE REQUIREMENTS OF VBBL #12511 (2019) ** | Tatla Electrical Ltd
GP-2023-02000 | 2023-07-05 | 1925 W 61ST AVENUE, Vancouver, BC V6P 2C6 | Gas Permit | Residential | New | Issued | Residential - 2 Ranges, 1 BBQ, 3 Fireplaces & 1 Fire Pit >BP: To construct a 2 storey one-family dwelling with a secondary suite | AKAL Plumbing & Heating Ltd
GP-2023-02219 | 2023-07-26 | 1925 W 61ST AVENUE, Vancouver, BC V6P 2C6 | Gas Permit | Residential | New | Issued | Residential - 3 Fireplaces >BP:To construct a 2 storey one-family dwelling with a secondary suite | JOT MECHANICAL LTD
PP-2023-01645 | 2023-05-10 | 1925 W 61ST AVENUE, Vancouver, BC V6P 2C6 | Plumbing Permit | Residential | New | Issued | Residential - This is a new house with 25 fixtures >BP: To construct a 2 storey one-family dwelling with a secondary suite located in the Cellar providing 2 parking space, having vehicular access from the 20' Lane. 1. Covenant registered at the Land Title Office under CA9764020 2. No Strata Titling permitted 3. A/C proposed – Exterior component located in North (Rear Yard), Interior component located in Second 4. Bar sink located in Cellar 5. Schedule B: (Jason Hui) P.Eng (778.319.3403) Structural & Geotechnical 6. HPO: Residential Builder- Avis Homes Ltd. | AKAL Plumbing & Heating Ltd
MP-2023-00867 | 2023-05-17 | 1925 W 61ST AVENUE, Vancouver, BC V6P 2C6 | Mechanical Permit | NULL | NULL | Issued | NULL | AKAL Plumbing & Heating Ltd
PP-2023-00057 | 2023-01-06 | 1925 W 61ST AVENUE, Vancouver, BC V6P 2C6 | Plumbing Permit | Residential | New | Issued | Residential - Two Sump No Pump | Canadian Excavating Ltd
EP-2022-05955 | 2022-08-11 | 1925 W 61ST AVENUE, Vancouver, BC V6P 2C6 | Electrical Permit | Residential | New | Expired | Temporary Power - Residential - To provide temporary power. NOTE: Work authorized by this permit is for placement of a temporary power pole only and does not authorize any site construction and/or excavation. A separate Building Permit will be required prior to commencement of any other work on this site. | AMPERE ELECTRICAL LTD
EP-2022-00994 | 2022-03-07 | 1941 W 61ST AVENUE, Vancouver, BC V6P 2C6 | Electrical Permit | Residential | Addition | Completed | Installation / Repair - Residential - full installatio for a solar system installation -Installation of 15 Solar Photovoltaic Panels, DC feed from rooftop solar mount feeds a 7.6kW inverter, AC feed from the inverter feeds the main service panel via a 40A 2P breaker. >BP: To install 15 solar panels on the roof of this existing One-Family Dwelling. Ok for field review as per Jamie Zhang, Jan.04/22 Letters of assurance submitted: Sch B (Struct): Govinder S Shesi, P.Eng., 604.580.3275 Notes: 1.This existing one family dwelling was constructed in 2011 | Shift Energy Group Inc
EP-2023-08725 | 2023-10-13 | 1957 W 61ST AVENUE, Vancouver, BC V6P 2C6 | Electrical Permit | Residential | Addition | Issued | Installation / Repair - Residential - ¦ 1FD- 100A/ DISCONNECT/ RE-CONNECT ¦ UNDERGROUND SERVICE PANEL | Prabhjot Singh Battu
EP-2022-06656 | 2022-08-09 | 2022 W 61ST AVENUE, Vancouver, BC V6P 2C7 | Electrical Permit | Residential | New | Issued | Installation / Repair - Residential - Rough-In and Completion of Security Alarm, surveillance cameras, tel/data/cable. COMPLETE SECURITY ALARM SYSTEM To construct a 2 storey + cellar one-family dwelling with a detached accessory building (garage), at the rear providing 4** parking spaces, having vehicular access from the lane. Note: This is a 2 storey building pursuant to the Zoning and Development By-Law 1- No Bar/Sink proposed 2- A/C unit proposed in rear yard | Infinitech Security & Integration Inc.
NULL | NULL | 2022 W 61ST AVENUE, Vancouver, BC V6P 2C7 | Gas Permit | Residential | New | Draft | Residential - 2 stove complete 1 BBQ Complete 1 Boiler Complete | G & D Hayer Plumbing Ltd
GP-2023-01216 | 2023-04-13 | 2022 W 61ST AVENUE, Vancouver, BC V6P 2C7 | Gas Permit | Residential | New | Issued | Residential - 1FD - 2 stove complete 1 BBQ Complete 1 Boiler Complete To construct a 2 storey + cellar one-family dwelling with a detached accessory building (garage), at the rear providing 4** parking spaces, having vehicular access from the lane. Note: This is a 2 storey building pursuant to the Zoning and Development By-Law 1- No Bar/Sink proposed 2- A/C unit proposed in rear yard | G & D Hayer Plumbing Ltd
SP-2023-00268 | 2023-02-16 | 2022 W 61ST AVENUE, Vancouver, BC V6P 2C7 | Sprinkler Permit | Residential | New | Issued | Residential - NEW HOME >BP: To construct a 2 storey + cellar one-family dwelling with a detached accessory building (garage), at the rear providing 4** parking spaces, having vehicular access from the lane. Note: This is a 2 storey building pursuant to the Zoning and Development By-Law 1- No Bar/Sink proposed 2- A/C unit proposed in rear yard 3- Schedule B: Xue Li Chen P.Eng (778-235-5447) Structural & Geotechnical 4-HPO: Residential Builder- Empire West Construction Ltd | SBMS Construction Ltd
EP-2023-01789 | 2023-03-02 | 2022 W 61ST AVENUE, Vancouver, BC V6P 2C7 | Electrical Permit | Residential | New | Issued | Temporary Power - Residential - To provide temporary power. | L.H. ELECTRIC LTD
EP-2023-01644 | 2023-03-08 | 2022 W 61ST AVENUE, Vancouver, BC V6P 2C7 | Electrical Permit | Residential | New | Issued | Installation / Repair - Residential - New house wiring 1 x 200A service to house 1x 100A service to garage ***Generator ROUGH IN ONLY-not approved on DB*** *An approved mechanical permit is required for the installation of air conditioning or heat pump unit at the time of installation before an electrical inspection will be performed >BP: To construct a 2 storey + cellar one-family dwelling ($1,071,750.00) with a detached accessory building (garage), at the rear providing 4** parking spaces, having vehicular access from the lane. Note: This is a 2 storey building pursuant to the Zoning and Development By-Law 1- No Bar/Sink proposed 2- A/C unit proposed in rear yard 3- Schedule B: Xue Li Chen P.Eng (778-235-5447) Structural & Geotechnical 4-HPO: Residential Builder- Empire West Construction Ltd ****residential projects will now require schedule B as part of the sprinkler application**** ****ALL PROJECT COORINATOR NOTES HAS BEEN ACCEPTED BY THE APPLICANT**** ******THIS PERMIT HAS BEEN ISSUED UNDER THE REQUIREMENTS OF VBBL 2019 (#12511)****** | L.H. ELECTRIC LTD
PP-2022-00007 | 2022-01-04 | 2022 W 61ST AVENUE, Vancouver, BC V6P 2C7 | Plumbing Permit | Residential | New | Issued | Residential - installation of sump in front yard | J B Siteworks Inc
PP-2022-01428 | 2022-04-28 | 2022 W 61ST AVENUE, Vancouver, BC V6P 2C7 | Plumbing Permit | Residential | New | Issued | Residential - Plumbing To construct a 2 storey + cellar one-family dwelling with a detached accessory building (garage), at the rear providing 4** parking spaces, having vehicular access from the lane. Note: This is a 2 storey building pursuant to the Zoning and Development By-Law 1- No Bar/Sink proposed 2- A/C unit proposed in rear yard 3- Schedule B: Xue Li Chen P.Eng (778-235-5447) Structural & Geotechnical 4-HPO: Residential Builder- Empire West Construction Ltd | G & D Hayer Plumbing Ltd
NULL | NULL | 2050 W 61ST AVENUE, Vancouver, BC V6P 2C7 | Electrical Permit | Residential | New | Draft | Temporary Power - Residential - To provide temporary power. | NULL
NULL | NULL | 2050 W 61ST AVENUE, Vancouver, BC V6P 2C7 | Electrical Permit | Residential | New | Draft | Temporary Power - Residential - To provide temporary power. | NULL
NULL | NULL | 2050 W 61ST AVENUE, Vancouver, BC V6P 2C7 | Electrical Permit | Residential | New | Draft | Temporary Power - Residential - To provide temporary power. | NULL
EP-2022-04585 | 2022-05-31 | 2050 W 61ST AVENUE, Vancouver, BC V6P 2C7 | Electrical Permit | Residential | New | Expired | Temporary Power - Residential - To provide temporary power. | Amco & Harp Electric Ltd
MP-2023-00257 | 2023-02-26 | 2050 W 61ST AVENUE, Vancouver, BC V6P 2C7 | Mechanical Permit | NULL | NULL | Issued | NULL | GAHEER Bros Mechanical Ltd
EP-2023-01856 | 2023-04-18 | 2050 W 61ST AVENUE, Vancouver, BC V6P 2C7 | Electrical Permit | Residential | New | Issued | Installation / Repair - Residential - New house wiring and finishing including new service install 400A MP-2023-00257 >BP: To construct a 2 storey + cellar one-family dwelling ($1,092,575.00) with a detached accessory building (garage), at the rear providing 4 parking spaces, having vehicular access from the lane. - Proposed bar sink located Cellar level. Note: This Building Permit will remain in a suspended status until the associated (green) Demolition Permit BP-2022-02068 is completed. Note: This is a 2 storey building pursuant to the Zoning and Development By-Law 1- Heat Pump unit proposed rear yard South elevation adjacent to garage. In the event of contravention of City of Vancouver Noise Bylaw #6555, the registered property owner will be responsible at their own expense to either remove or relocate the Heat Pump at the discretion of City of Vancouver inspectors.” 2- Schedule A P.Eng. K.J. Ma 604-599-8890 Schedule B Structural -Sauna Room P.Eng. S. Huang 604-401-6588 Schedule B Mechanical P.Eng. A. Q. Li 778-323-1368 Schedule B Geotechnical P.Eng. J.Z. Jin 604-362-7021 Schedule B Architectural P.Eng. S. Haung 604-401-6588 Schedule B Structural P.Eng. K.J. Ma 604-599-8890 3-HPO: Residential Builder – INFINITY LIVING 4- The entire building, INCLUDING THE ATTACHED GARAGE (if applicable), to be sprinklered to NFPA 13D. ******THIS PERMIT HAS BEEN ISSUED UNDER THE REQUIREMENTS OF VBBL #12511 (2019)****** | Amco & Harp Electric Ltd
PP-2023-00535 | 2023-02-15 | 2050 W 61ST AVENUE, Vancouver, BC V6P 2C7 | Plumbing Permit | Residential | New | Issued | Residential - plumbing >BP: To construct a 2 storey + cellar one-family dwelling with a detached accessory building (garage), at the rear providing 4 parking spaces, having vehicular access from the lane. - Proposed bar sink located Cellar level. 1- Heat Pump unit proposed rear yard South elevation adjacent to garage. In the event of contravention of City of Vancouver Noise Bylaw #6555, the registered property owner will be responsible at their own expense to either remove or relocate the Heat Pump at the discretion of City of Vancouver inspectors.” 2- Schedule A P.Eng. K.J. Ma 604-599-8890 Schedule B Structural -Sauna Room P.Eng. S. Huang 604-401-6588 Schedule B Mechanical P.Eng. A. Q. Li 778-323-1368 Schedule B Geotechnical P.Eng. J.Z. Jin 604-362-7021 Schedule B Architectural P.Eng. S. Haung 604-401-6588 Schedule B Structural P.Eng. K.J. Ma 604-599-8890 3-HPO: Residential Builder – INFINITY LIVING 4- The entire building, INCLUDING THE ATTACHED GARAGE (if applicable), to be sprinklered to NFPA 13D. | GAHEER Bros Mechanical Ltd
GP-2023-01212 | 2023-04-13 | 2050 W 61ST AVENUE, Vancouver, BC V6P 2C7 | Gas Permit | Residential | New | Issued | Residential - GAS PIPING AND VENTING >BP: To construct a 2 storey + cellar one-family dwelling with a detached accessory building (garage), at the rear providing 4 parking spaces, having vehicular access from the lane. - Proposed bar sink located Cellar level. | GAHEER Bros Mechanical Ltd
EP-2023-03335 | 2023-04-18 | 2050 W 61ST AVENUE, Vancouver, BC V6P 2C7 | Electrical Permit | Residential | New | Issued | Installation / Repair - Residential - Pre wire and completion of alarm, Telus, tv, vacuum, internet and cctv. >BP: To construct a 2 storey + cellar one-family dwelling ($1,092,575.00) with a detached accessory building (garage), at the rear providing 4 parking spaces, having vehicular access from the lane. - Proposed bar sink located Cellar level. Note: This Building Permit will remain in a suspended status until the associated (green) Demolition Permit BP-2022-02068 is completed. Note: This is a 2 storey building pursuant to the Zoning and Development By-Law 1- Heat Pump unit proposed rear yard South elevation adjacent to garage. In the event of contravention of City of Vancouver Noise Bylaw #6555, the registered property owner will be responsible at their own expense to either remove or relocate the Heat Pump at the discretion of City of Vancouver inspectors.” 2- Schedule A P.Eng. K.J. Ma 604-599-8890 Schedule B Structural -Sauna Room P.Eng. S. Huang 604-401-6588 Schedule B Mechanical P.Eng. A. Q. Li 778-323-1368 Schedule B Geotechnical P.Eng. J.Z. Jin 604-362-7021 Schedule B Architectural P.Eng. S. Haung 604-401-6588 Schedule B Structural P.Eng. K.J. Ma 604-599-8890 3-HPO: Residential Builder – INFINITY LIVING 4- The entire building, INCLUDING THE ATTACHED GARAGE (if applicable), to be sprinklered to NFPA 13D. ******THIS PERMIT HAS BEEN ISSUED UNDER THE REQUIREMENTS OF VBBL #12511 (2019)****** | Pioneer Security and Communications Ltd
SP-2023-00671 | 2023-04-18 | 2050 W 61ST AVENUE, Vancouver, BC V6P 2C7 | Sprinkler Permit | Residential | New | Issued | Residential - Sprinkler new piping and head installation >BP: To construct a 2 storey + cellar one-family dwelling with a detached accessory building (garage), at the rear providing 4 parking spaces, having vehicular access from the lane. - Proposed bar sink located Cellar level. Note: This is a 2 storey building pursuant to the Zoning and Development By-Law 1- Heat Pump unit proposed rear yard South elevation adjacent to garage. In the event of contravention of City of Vancouver Noise Bylaw #6555, the registered property owner will be responsible at their own expense to either remove or relocate the Heat Pump at the discretion of City of Vancouver inspectors.” 2- Schedule A P.Eng. K.J. Ma 604-599-8890 Schedule B Structural -Sauna Room P.Eng. S. Huang 604-401-6588 Schedule B Mechanical P.Eng. A. Q. Li 778-323-1368 Schedule B Geotechnical P.Eng. J.Z. Jin 604-362-7021 Schedule B Architectural P.Eng. S. Haung 604-401-6588 Schedule B Structural P.Eng. K.J. Ma 604-599-8890 3-HPO: Residential Builder – INFINITY LIVING 4- The entire building, INCLUDING THE ATTACHED GARAGE (if applicable), to be sprinklered to NFPA 13D. ******THIS PERMIT HAS BEEN ISSUED UNDER THE REQUIREMENTS OF VBBL #12511 (2019)****** | MP FIRE PROTECTION LTD
GP-2023-01399 | 2023-05-01 | 2050 W 61ST AVENUE, Vancouver, BC V6P 2C7 | Gas Permit | Residential | New | Issued | Residential - Installation of 1 gas fireplace - venting and hook up only. >BP: To construct a 2 storey + cellar one-family dwelling with a detached accessory building (garage), at the rear providing 4 parking spaces, having vehicular access from the lane. - Proposed bar sink located Cellar level. | Urban Fireplaces Ltd
EP-2023-04949 | 2023-06-05 | 2050 W 61ST AVENUE, Vancouver, BC V6P 2C7 | Electrical Permit | Residential | New | Issued | Temporary Power - Residential - To provide temporary power. Renewal of EP-2022-04585 Valid: May 31, 2023 to May 30, 2024 | Amco & Harp Electric Ltd
PP-2022-03628 | 2022-10-12 | 2050 W 61ST AVENUE, Vancouver, BC V6P 2C7 | Plumbing Permit | Residential | New | Issued | Residential - Sump | JVT EXCAVATING & DEMOLITION LTD
GP-2023-00515 | 2023-02-13 | 2064 W 61ST AVENUE, Vancouver, BC V6P 2C7 | Gas Permit | Residential | Renovation | Completed | Residential - hot water tank replacement | Reid Brothers Plumbing & Heating Ltd
GP-2023-02357 | 2023-08-10 | 2064 W 61ST AVENUE, Vancouver, BC V6P 2C7 | Gas Permit | Residential | Renovation | Completed | Residential - re re furnace | Thomson Industries Ltd
PP-2022-00004 | 2022-01-04 | 255 W 62ND AVENUE, Vancouver, BC V5X 4V4 | Plumbing Permit | Commercial | Renovation | Completed | Commercial - Single care space split into two separate spaces. Installation of one new bathroom per floor (3 total) Interior alterations to this existing Community Care Facility - Class B to convert 3 rooms into 6 rooms and add a washroom to each room. Scope of work: To remove & install interior walls and doors, modified patient lift and new ceiling, plumbing fixtures and Electrical work. | Canadian Plumbing Systems Ltd.
EP-2023-06922 | NULL | 255 W 62ND AVENUE, Vancouver, BC V5X 4V4 | Electrical Permit | Commercial | Renovation | Application Incomplete | Installation / Repair - Commercial - Controls for for thermenex system. Boiler and rooftop unit. | Ainsworth Inc
SP-2022-01314 | 2022-08-17 | 255 W 62ND AVENUE, Vancouver, BC V5X 4V4 | Sprinkler Permit | Commercial | Renovation | Completed | Commercial - Relocate 6 sprinkler heads (2 per floor) and add 3 new sprinkler heads (1 per floor) due to addition of walls. Interior alterations to this existing Community Care Facility - Class B to convert 3 rooms into 6 rooms and add a washroom to each room. Scope of work: To remove & install interior walls and doors, modified patient lift and new ceiling, plumbing fixtures and Electrical work. *****This application does not include any of the following: 1. Not more than 20 sprinklers (add, relocate, or remove), 2. hydraulic calculations, 3. change in occupancy and /or hazard classification, 4. warehouse storage arrangements, 5. mobile compact storage arrangements, 6. alternative solutions, 7. changes to the sprinkler system supply piping (e.g. valves, mains, cross-mains, branch-lines, etc.), or 8. flexible sprinkler pipe. | Active Fire & Safety Services Ltd
EP-2022-07306 | 2022-09-06 | 255 W 62ND AVENUE, Vancouver, BC V5X 4V4 | Electrical Permit | Commercial | Renovation | Completed | Installation / Repair - Commercial - Extra low voltage control wiring for 6 space sensors and 6 control valves. | ESC Automation Inc
PP-2022-02698 | 2022-08-31 | 2983 W 4TH AVENUE, Vancouver, BC V6K 1R5 | Plumbing Permit | Commercial | Addition | Completed | Commercial - Need plumbing permit for a project situated at 2983,3023,3083 w 4th ave for a proposed storm system plan option 1-install 175 feet new 6'' XFR storm line attached to the interior side of the parkade foundation wall.(existing storm line to remain) Install 12 feet new 8'' storm line below parkade slab and connect with existing 8'' storm pipe." | Lafayette Plumbing Inc
EP-2023-02045 | 2023-03-09 | 3083 W 4TH AVENUE, Vancouver, BC V6K 1R5 | Electrical Permit | Commercial | Renovation | Completed | Installation / Repair - Commercial - Lighting fixture upgrades from incandescent & CFL to LED-type light fixtures in the common hallways and the parkade. -we are replacing fixtures one for one. | Berts Electric (2001) Ltd
EP-2023-05320 | 2023-06-16 | 3161 W 4TH AVENUE, Vancouver, BC V6K 1R6 | Electrical Permit | Commercial | Addition | Completed | Installation / Repair - Commercial - • Supply and install One 120/208-volt 300-amp 3-phase 4-wire sub-service dedicated to EV Charging Infrastructure, (a new account will be established with BC Hydro). Sub-service to be installed as per BC Hydro’s metering standards; • Ten 208-volt 40-amp circuits intended to power charging stations based on a 4 to 1 power sharing configuration The system can serve Forty parking spaces with a single port hardwired charging stations – Nine SWTCH charging stations are included. >Permit Amendment Dec 01, 2023 -"Updated load calculation and supporting data is attached as per the inspectors instructions. The password for the data file sent is: strata.4059 " *Document(s) uploaded to "Application Documents" tab for Electrical Inspector review. Documents are at pending status at time of permit amendment approval | Cielo Electric Ltd
EP-2023-06644 | 2023-07-26 | 3250 W 4TH AVENUE, Vancouver, BC V6K 1R9 | Electrical Permit | Commercial | Renovation | Completed | Installation / Repair - Commercial - Installation of heat trace; a heat trace cable to a residential cold water pipe, with the cable having its own dedicated circuit and GFCI protected. | Novawest Electrical Services Ltd
PP-2023-00508 | 2023-02-23 | 3250 W 4TH AVENUE, Vancouver, BC V6K 1R9 | Plumbing Permit | Commercial | Renovation | Completed | Commercial - Domestic water Re pipe of 16 units on 4 floors | Brighter Mechanical Ltd
EP-2023-08099 | NULL | 3333 W 4TH AVENUE, Vancouver, BC V6R 4R9 | Electrical Permit | Commercial | Addition | Applicant Revisions | Installation / Repair - Commercial - Installation of a DCC-12 energy management system on the residential house panel for the building that will be used to feed 2x Wallbox Pulsar EV chargers that will powershare the same circuit. ACWU cable will be used for this installation and the run length is approximately 14 meters. | Lukas Kadlcek
PP-2022-03847 | NULL | 3350 W 4TH AVENUE, Vancouver, BC V5M 1L8 | Plumbing Permit | Commercial | Renovation | Draft | Commercial - . | NULL
PP-2022-03874 | 2022-10-27 | 3455 W 4TH AVENUE, Vancouver, BC V6R 1N7 | Plumbing Permit | Residential | New | Completed | Residential - Installation of RBPA serving water main | Drips & Drains Plumbing and Heating Ltd
PP-2024-00139 | 2024-01-19 | 2187 W 4TH AVENUE, Vancouver, BC | Plumbing Permit | Commercial | Renovation | Issued | Commercial - Renovations on public washroom | Kearney Plumbing & Heating
GP-2022-01335 | 2022-04-28 | 1268 W 50TH AVENUE, Vancouver, BC V6P 1B3 | Gas Permit | Residential | Renovation | Completed | Residential - Replace boiler | Reid Brothers Plumbing & Heating Ltd
GP-2023-02041 | 2023-07-07 | 962 W 57TH AVENUE, Vancouver, BC V6P 1S3 | Gas Permit | Residential | Tenant Improvement | Completed | Residential - replace boiler | Campbell Care Plumbing, Heating & Air Ltd.
GP-2023-03389 | 2023-11-06 | 1055 W 57TH AVENUE, Vancouver, BC V6P 1S6 | Gas Permit | Residential | Renovation | Completed | Residential - RE&RE hot water tank | Milani Plumbing Heating & Air Conditioning Ltd
PP-2022-00720 | 2022-03-22 | 158 W 5TH AVENUE, Vancouver, BC V5Y 1H7 | Plumbing Permit | Commercial | Tenant Improvement | Completed | Commercial - Separate the storm and sanitary drains **** SEWER SEPARATION PERMIT**** 158 W 5th Avenue. Interior/exterior alterations to provide improvements for a new Courier Depot in this industrial building. Exterior alterations are limited to replace rear exit door and roll up door and add a new bicycle ramp at the loading dock. Scope of work includes: 1) Replacement of existing loading bay doors with new loading bay doors. 2) Addition of a ramp for bicycles at the exterior loading bay. 3) New vinyl flooring for existing Water Closets. 4) Installation of kitchen cabinets and sink on the opposite side of the bathroom wall. 5) Addition of duplex electrical outlets. 6) Addition of metal security bars on windows. 7) Installation of security system. | Point Grey Plumbing & Heating Ltd
EP-2023-09935 | 2023-11-20 | 1839 W 5TH AVENUE, Vancouver, BC V6J 1P5 | Electrical Permit | Commercial | Renovation | Completed | Installation / Repair - Commercial - Maintenance replacement of fire alarm | Fina Electrical Systems Ltd
GP-2022-04133 | 2022-12-27 | 1569 W 63RD AVENUE, Vancouver, BC V6P 2H5 | Gas Permit | Residential | Addition | Completed | Residential - re and re range | Christopher Sterling
GP-2022-02213 | 2022-07-28 | 1569 W 63RD AVENUE, Vancouver, BC V6P 2H5 | Gas Permit | Residential | Renovation | Completed | Residential - Replacement boiler | BC Wide Home Services Ltd
GP-2022-02549 | 2022-08-26 | 1668 W 63RD AVENUE, Vancouver, BC V6P 2H8 | Gas Permit | Residential | Renovation | Completed | Residential - WATER HEATER RE/RE | Reliance Comfort Limited Partnership
PP-2022-03039 | 2022-09-02 | 1671 W 63RD AVENUE, Vancouver, BC V6P 2H7 | Plumbing Permit | Residential | New | Issued | Residential - New plumbing installation >BP: To construct a two-storey two-family dwelling ($751,000) with a detached accessory building (garage) at the rear providing 2 parking spaces, having vehicular access from the lane. 1. A/C units proposed in rear yard & attic 2. No Bar sinks proposed 3. Schedule B: Antony Wang (604.618.6236) Structural 4. Schedule B: Ivan Chu, P. Eng (604.299.6617) Geotechnical 5. HPO: Residential Builder - Kennon Construction Ltd | 20-20 Solutions Mechanical Ltd
PP-2022-02735 | 2022-08-08 | 1671 W 63RD AVENUE, Vancouver, BC V6P 2H7 | Plumbing Permit | Residential | New | Issued | Residential - Sump | 20-20 Solutions Mechanical Ltd
EP-2022-05533 | 2022-07-04 | 1671 W 63RD AVENUE, Vancouver, BC V6P 2H7 | Electrical Permit | Residential | New | Issued | Installation / Repair - Residential - complete rough wiring and finishing for duplex >BP: To construct a two-storey two-family dwelling ($751,000) with a detached accessory building (garage) at the rear providing 2 parking spaces, having vehicular access from the lane. 1. A/C units proposed in rear yard & attic 2. No Bar sinks proposed 3. Schedule B: Antony Wang (604.618.6236) Structural 4. Schedule B: Ivan Chu, P. Eng (604.299.6617) Geotechnical 5. HPO: Residential Builder - Kennon Construction Ltd Address Note: FRONT UNIT 1671 W 63rd Av - One Family Dwelling (south side of 1st-3rd floor) BACK UNIT 1673 W 63rd Av - One Family Dwelling (north side of 1st-3rd floor) Address numbers assigned as per approved plans for Fire and Emergency response. The address numbers are to be posted to the building to be visible from the street and in accordance with the Building By-law prior to final inspection. ******THIS PERMIT HAS BEEN ISSUED UNDER THE REQUIREMENTS OF VBBL #12511 (2019)****** | Simplex Electrical Ltd
EP-2022-09762 | 2022-11-17 | 1671 W 63RD AVENUE, Vancouver, BC V6P 2H7 | Electrical Permit | Residential | New | Expired | Temporary Power - Residential - To provide temporary power. | OPTIMUM ELECTRICAL LTD
MP-2022-00419 | 2022-10-16 | 1671 W 63RD AVENUE, Vancouver, BC V6P 2H7 | Mechanical Permit | NULL | NULL | Issued | NULL | 20-20 Solutions Mechanical Ltd
GP-2022-03172 | 2022-10-17 | 1671 W 63RD AVENUE, Vancouver, BC V6P 2H7 | Gas Permit | Residential | New | Issued | Residential - Install new gas line distribution system for duplex >>BP: To construct a two-storey two-family dwelling ($751,000) with a detached accessory building (garage) at the rear providing 2 parking spaces, having vehicular access from the lane. 1. A/C units proposed in rear yard & attic 2. No Bar sinks proposed 3. Schedule B: Antony Wang (604.618.6236) Structural 4. Schedule B: Ivan Chu, P. Eng (604.299.6617) Geotechnical 5. HPO: Residential Builder - Kennon Construction Ltd ******THIS PERMIT HAS BEEN ISSUED UNDER THE REQUIREMENTS OF VBBL #12511 (2019)****** | 20-20 Solutions Mechanical Ltd
EP-2023-05460 | 2023-06-20 | 1671 W 63RD AVENUE, Vancouver, BC V6P 2H7 | Electrical Permit | Residential | New | Issued | Installation / Repair - Residential - Rough wiring of security alarm, tv, data, vacuum and completion of security alarm. >BP: To construct a two-storey two-family dwelling ($751,000) with a detached accessory building (garage) at the rear providing 2 parking spaces, having vehicular access from the lane. | Supersonic Security System Inc.
SP-2023-00799 | 2023-05-08 | 1671 W 63RD AVENUE, Vancouver, BC V6P 2H7 | Sprinkler Permit | Residential | New | Issued | Residential - 2FD - FRONT - 1671 W 63RD AV BACK - 1673 W 63RD AV To install fire sprinkler system in duplex >DB: To construct a two-storey two-family dwelling with a detached accessory building (garage) at the rear providing 2 parking spaces, having vehicular access from the lane. 1. A/C units proposed in rear yard & attic 2. No Bar sinks proposed | Max Fire Pro Ltd
EP-2022-05027 | 2022-06-15 | 1677 W 63RD AVENUE, Vancouver, BC V6P 2H7 | Electrical Permit | Residential | Renovation | Completed | Installation / Repair - Residential - New garage wiring , upgrade to 200A service at garage, wiring for hot tub and landscape lighting. -hot tub is above ground | F & S Electrical Ltd
GP-2022-01118 | 2022-04-08 | 1699 W 63RD AVENUE, Vancouver, BC V6P 2H7 | Gas Permit | Residential | Addition | Completed | Residential - re and re gas range | Christopher Sterling
EP-2023-06840 | 2023-07-31 | 3612 W 4TH AVENUE, Vancouver, BC V6R 1P1 | Electrical Permit | Residential | Renovation | Completed | Installation / Repair - Residential - Need to install meter. Hydro took meter out do to a trouble . I inspected panel ,receptacles , and switches.All is good. | Aaron Ronald Thom
PP-2022-02079 | 2022-06-15 | 2077 W 4TH AVENUE, Vancouver, BC V6J 1N3 | Plumbing Permit | Commercial | Addition | Completed | Commercial - add new sink and hot water tank >Interior alterations to provide improvements on the first floor of the existing retail space in this two storey mixed use building. Scope of work includes: construct partition walls, install new floors in sales area, drywall and painting in sales area, millwork and display units in sales area and lighting alterations. New Tenant: Melanie Auld Jewelry Ltd Ok for field review as per Nehzat J. March 24,2022 Notes: - Basement retail storage is part of this unit. - No translucent or opaque film, artwork, posters, shelving, display case, curtains or similar elements are to be installed on or directly outside or inside of the approved glazing frontages and windows. - Energy upgrade: E2 - lighting -upgrade to incorporate additional controls for special applications (per 9.4.1.3 of ASHRAE 90.1-2016). - DBI to determine on site if Schedule B, Structural, is required. Energy checklist is currently no longer required with your Building Permit application. Some supporting documents are still required at BP stage, specifically Envelope and HVAC, if applicable. Service Water Heating and Lighting supporting documents, if applicable, must be submitted with your related trades permits (e.g. electrical and plumbing). All energy upgrades will be checked during inspections stage. It is the applicant's responsibility to identify and note all required upgrades including energy upgrades on their BP drawings at BP stage. | BD Plumbing
EP-2022-06646 | 2022-08-11 | 2077 W 4TH AVENUE, Vancouver, BC V6J 1N3 | Electrical Permit | Commercial | Tenant Improvement | Completed | Installation / Repair - Commercial - plugs, lights, switches and potlights >BP: Interior alterations to provide improvements on the first floor of the existing retail space in this two storey mixed use building. Scope of work includes: construct partition walls, install new floors in sales area, drywall and painting in sales area, millwork and display units in sales area and lighting alterations. | David Stein
EP-2022-06861 | 2022-08-16 | 2077 W 4TH AVENUE, Vancouver, BC V6J 1N3 | Electrical Permit | Commercial | Renovation | Completed | Installation / Repair - Commercial - audio system >BP: Interior alterations to provide improvements on the first floor of the existing retail space in this two storey mixed use building. Scope of work includes: construct partition walls, install new floors in sales area, drywall and painting in sales area, millwork and display units in sales area and lighting alterations. | Vancouver Audiospace Home Control Ltd
EP-2022-07573 | 2022-09-09 | 2077 W 4TH AVENUE, Vancouver, BC V6J 1N3 | Electrical Permit | Commercial | Addition | Completed | Installation / Repair - Commercial - Installation of low voltage camera system >BP: Interior alterations to provide improvements on the first floor of the existing retail space in this two storey mixed use building. Scope of work includes: construct partition walls, install new floors in sales area, drywall and painting in sales area, millwork and display units in sales area and lighting alterations. New Tenant: Melanie Auld Jewelry Ltd Ok for field review as per Nehzat J. March 24,2022 Notes: - Basement retail storage is part of this unit. - No translucent or opaque film, artwork, posters, shelving, display case, curtains or similar elements are to be installed on or directly outside or inside of the approved glazing frontages and windows. - Energy upgrade: E2 - lighting -upgrade to incorporate additional controls for special applications (per 9.4.1.3 of ASHRAE 90.1-2016). - DBI to determine on site if Schedule B, Structural, is required. Energy checklist is currently no longer required with your Building Permit application. Some supporting documents are still required at BP stage, specifically Envelope and HVAC, if applicable. Service Water Heating and Lighting supporting documents, if applicable, must be submitted with your related trades permits (e.g. electrical and plumbing). All energy upgrades will be checked during inspections stage. It is the applicant's responsibility to identify and note all required upgrades including energy upgrades on their BP drawings at BP stage. | ACCURATE ALARMS Ltd
EP-2021-07916 | 2022-08-22 | 2180 W 4TH AVENUE, Vancouver, BC V6K 1N6 | Electrical Permit | Commercial | Tenant Improvement | Issued | Installation / Repair - Commercial - Fire alarm panel replacement. Note: This permit has been issued based on Bulletin 2018-004-BU/EL. This fire alarm system upgrade is limited only to the replacement of existing panel without altering the existing wiring or outlet boxes. | VS Electric Ltd
SP-2021-00233 | 2022-03-07 | 1312 W 57TH AVENUE, Vancouver, BC V6P 1S8 | Sprinkler Permit | Commercial | Renovation | Completed | Commercial - Heritage House (Building 1) - For all sprinkler work to the 2019 VBBL; NFPA 13R, 2013 for the relocation and conversion of the existing heritage A Residential Facility-Community Care-Class A to a multiple conversion dwelling (Building 1) containing three dwelling units. Site Description - The existing lot will be subdivided into 2 lots A & B; the existing heritage A Residential Facility-Community Care-Class A is relocated and converted to a multiple conversion dwelling (Building 1) containing three dwelling units and, to develop an infill three-family dwelling (Building 2) for a total of six dwelling, providing six parking spaces having vehicular access from the lane on the new Lot B (facing Hudson and W 57th streets). Lot A will be vacant. THIS IS A CERTIFIED PROFESSIONAL PROJECT and the CP is, Steven Hart, Architect, CP. This application does not include any of the following: • Warehouse storage arrangements, or mobile compact storage arrangements. • Flexible sprinkler pipe. • Alternative solutions. Related Permits 1. 7305 HUDSON ST SP-2021-00273 / BP-2021-00128 (Building 2) 2. 1312 W 57TH AVE SP-2021-00233 / BP-2020-01200 (Building 1) Notes: 1. Sprinkler Engineer of Record, Steven Lee, P.Eng. of Northwest Sprinkler Company. 2. Exit exposure protection 3.2.3.13.(5) of the 2019 VBBL. 3. One set of approved drawings and permit to be available for viewing at the jobsite. | Titan Fire Protection Ltd
GP-2022-02765 | 2022-09-14 | 1315 W 57TH AVENUE, Vancouver, BC V6P 1S7 | Gas Permit | Residential | Renovation | Completed | Residential - Remove existing furnace, clean room and disposal/recycle Install new high efficiency 60000 BTU 2 stage variable speed furnace | Ashton Service Group/Ashton Mechanical Ltd.
MP-2022-00350 | 2022-10-05 | 1315 W 57TH AVENUE, Vancouver, BC V6P 1S7 | Mechanical Permit | NULL | NULL | Issued | NULL | Ashton Service Group/Ashton Mechanical Ltd.
EP-2023-01928 | 2023-09-18 | 1315 W 57TH AVENUE, Vancouver, BC V6P 1S7 | Electrical Permit | Residential | Renovation | Completed | Installation / Repair - Residential - We are installing a circuit for a heat pump *MP-2022-00350: Issued (Heating and Cooling) | Douglas Millington o/a Moose Electric
GP-2022-01582 | 2022-05-24 | 1368 W 57TH AVENUE, Vancouver, BC V6P 1S8 | Gas Permit | Residential | Tenant Improvement | Completed | Residential - installing furnace | Gandy Installations Ltd
PP-2023-03613 | 2023-10-13 | 1443 W 57TH AVENUE, Vancouver, BC V6P 1T1 | Plumbing Permit | Residential | New | Issued | Residential - Sump | Knight Demolition & Excavation Ltd
MP-2023-02229 | 2023-12-14 | 1443 W 57TH AVENUE, Vancouver, BC V6P 1T1 | Mechanical Permit | NULL | NULL | Issued | NULL | Avion Mechanical Ltd
PP-2023-04285 | 2023-12-08 | 1443 W 57TH AVENUE, Vancouver, BC V6P 1T1 | Plumbing Permit | Residential | New | Issued | Residential - 1FD+SS - #1 & #2 - New Single Family dwelling >DB: To construct a 2 storey + basement one-family dwelling with a secondary suite located in the basement with a detached accessory building (laneway and 2-car garage) and 1 surface parking, at the rear providing 3 parking spaces, having vehicular access from the lane. Note: This is a 2 storey building pursuant to the Zoning and Development By-Law 1- Covenant registered at the Land Title Office under CA9115950 2- No strata titling permitted 3- Bar sink proposed 4- A/C unit proposed 7- Entire Building to have NFPA 13-D ****ALL PROJECT COORDINATOR NOTES HAS BEEN ACCEPTED BY THE APPLICANT**** ******THIS PERMIT HAS BEEN ISSUED UNDER THE REQUIREMENTS OF VBBL #12511 (2019)****** | Avion Mechanical Ltd
SP-2023-00836 | 2023-05-15 | 1468 W 57TH AVENUE, Vancouver, BC V6P 1S9 | Sprinkler Permit | Residential | New | Issued | Residential - New sprinkler system >BP: To construct a two-storey two-family dwelling with two secondary suites located in the basement, with a detached accessory building (garage) at the rear providing 2 parking spaces, having vehicular access from the lane. Note: This is a 2 storey building pursuant to the Zoning and Development By-Law 1. Covenant registered at the Land Title Office under CB82199 2. and updated title search for the lands 3. A/C units proposed in rear yard and second floor level 4. Bar sinks NOT proposed 5. Schedule B: Alan Prahalad P.Eng (604)-831-1431 Structural & Geotechnical 6. HPO: Residential Builder - Artius Developments Inc. | Haven Fire Protection Ltd
EP-2023-06723 | 2023-07-25 | 1468 W 57TH AVENUE, Vancouver, BC V6P 1S9 | Electrical Permit | Residential | New | Issued | Installation / Repair - Residential - Installation of Extra Low Voltage. Door bell, Data, Voice, TV Cable, Alarm Prewire, Security Camera, Centra Vacuum. >BP: To construct a two-storey two-family dwelling with two secondary suites ($1,041,800) located in the basement, with a detached accessory building (garage) at the rear providing 2 parking spaces, having vehicular access from the lane. Note: This is a 2 storey building pursuant to the Zoning and Development By-Law 1. Covenant registered at the Land Title Office under CB82199 2. and updated title search for the lands 3. A/C units proposed in rear yard and second floor level 4. Bar sinks NOT proposed 5. Schedule B: Alan Prahalad P.Eng (604)-831-1431 Structural & Geotechnical 6. HPO: Residential Builder - Artius Developments Inc. ***This permit is issued under the VBBL 2019, with updated energy requirements as per bylaw # 12997 effective Jan 01, 2022.***. | SECUTECH DEVELOPMENT LTD.
NULL | NULL | 1468 W 57TH AVENUE, Vancouver, BC V6P 1S9 | Gas Permit | Residential | New | Draft | Residential - Gas piping roughing & finishing | FAST ROUTE PLUMBING & REFRIGERATION MECHANICAL LTD
NULL | NULL | 1468 W 57TH AVENUE, Vancouver, BC V6P 1S9 | Gas Permit | Residential | New | Draft | Residential - Gas piping roughing & finishing | FAST ROUTE PLUMBING & REFRIGERATION MECHANICAL LTD
GP-2023-02007 | 2023-07-05 | 1468 W 57TH AVENUE, Vancouver, BC V6P 1S9 | Gas Permit | Residential | New | Issued | Residential - 2 Ranges & 2 BBQ's Gas piping roughing & finishing >BP: To construct a two-storey two-family dwelling with two secondary suites | FAST ROUTE PLUMBING & REFRIGERATION MECHANICAL LTD
EP-2023-05596 | 2023-07-06 | 1468 W 57TH AVENUE, Vancouver, BC V6P 1S9 | Electrical Permit | Residential | New | Issued | Installation / Repair - Residential - ¦ 2FD + 2SS/ 2x200 amp seperate services. 200 amp for each side all wiring and finishing *An approved mechanical permit is required for the installation of air conditioning or heat pump unit at the time of installation before an electrical inspection will be performed >Permit Amendment Oct 26, 2023 -"Amendment as bc hydro approved 2x200 amp load cal upload" *Document(s) uploaded to "Application Documents" tab for Electrical Inspector review. Documents are at pending status at time of permit amendment approval >BP: To construct a two-storey two-family dwelling with two secondary suites ($1,041,800) located in the basement, with a detached accessory building (garage) at the rear providing 2 parking spaces, having vehicular access from the lane. Note: This is a 2 storey building pursuant to the Zoning and Development By-Law 1. Covenant registered at the Land Title Office under CB82199 2. and updated title search for the lands 3. A/C units proposed in rear yard and second floor level 4. Bar sinks NOT proposed 5. Schedule B: Alan Prahalad P.Eng (604)-831-1431 Structural & Geotechnical 6. HPO: Residential Builder - Artius Developments Inc. | H.L. ELECTRICAL LTD
EP-2022-08978 | 2022-10-24 | 1468 W 57TH AVENUE, Vancouver, BC V6P 1S9 | Electrical Permit | Residential | New | Expired | Temporary Power - Residential - To provide temporary power. -BP-2022-02959--demo permit has been issued -note: DB-2022-01497-to construct DB is suspended | H.L. ELECTRICAL LTD
MP-2022-00736 | 2022-12-19 | 1468 W 57TH AVENUE, Vancouver, BC V6P 1S9 | Mechanical Permit | NULL | NULL | Issued | NULL | Morteza Shahrvand
PP-2022-04493 | 2022-12-16 | 1468 W 57TH AVENUE, Vancouver, BC V6P 1S9 | Plumbing Permit | Residential | New | Issued | Residential - Sumps | Hans Demolition and Excavating Ltd.
PP-2022-04412 | 2022-12-12 | 1468 W 57TH AVENUE, Vancouver, BC V6P 1S9 | Plumbing Permit | Residential | New | Issued | Residential - ABS piping roughing & water piping >BP: To construct a two-story two-family dwelling with two secondary suites located in the basement, with a detached accessory building (garage) at the rear providing 2 parking spaces, having vehicular access from the lane. 1. Covenant registered at the Land Title Office under CB82199 2. and updated title search for the lands 3. A/C units proposed in rear yard and second floor level 4. Bar sinks NOT proposed 5. Schedule B: Alan Prahalad P.Eng (604)-831-1431 Structural & Geotechnical 6. HPO: Residential Builder - Artius Developments Inc. | Morteza Shahrvand
GP-2023-03746 | 2023-11-28 | 1479 W 57TH AVENUE, Vancouver, BC V6P 1T1 | Gas Permit | Residential | Renovation | Completed | Residential - New high efficiency furnace | Infinity Pacific Mechanical Ltd
GP-2022-01470 | 2022-05-11 | 2622 W 5TH AVENUE, Vancouver, BC | Gas Permit | Residential | New | Completed | Residential - gas fitting | R J Gas Ltd
MP-2023-01573 | 2023-09-27 | 2650 W 5TH AVENUE, Vancouver, BC V6K 1T3 | Mechanical Permit | NULL | NULL | Completed | NULL | Gaspar Lazar
EP-2023-01542 | 2023-02-23 | 2650 W 5TH AVENUE, Vancouver, BC V6K 1T3 | Electrical Permit | Residential | Renovation | Completed | Installation / Repair - Residential - Telephone/Data/TV Cable *Permit Amendment Jun 27, 2023 -"Telus Alarm System and Camera system Installation" >BP: Exterior and interior alterations to renovate this existing One Family Dwelling Municipally Designated Vancouver Heritage Register ‘C’ building – Straight House. | Torrent Technologies Ltd
GP-2023-00537 | 2023-02-15 | 2650 W 5TH AVENUE, Vancouver, BC V6K 1T3 | Gas Permit | Residential | Renovation | Completed | Residential - 1 Fireplace Installation of Q1 dv fireplace >BP: Exterior and interior alterations to renovate this existing One Family Dwelling Municipally Designated Vancouver Heritage Register ‘C’ building – Straight House. | BC Fireplace Service Inc
GP-2023-00552 | 2023-02-16 | 2650 W 5TH AVENUE, Vancouver, BC V6K 1T3 | Gas Permit | Residential | Renovation | Completed | Residential - Relocate gas line inside of the house to the west side of the beam . Relocate gas line for existing range and Navien. Rough in gas line for new gas fireplace. Old brick chimney was taken down. >BP: Exterior and interior alterations to renovate this existing One Family Dwelling Municipally Designated Vancouver Heritage Register ‘C’ building – Straight House. Scope includes to remove chimney and window changes | Gaspar Lazar
EP-2023-01052 | 2023-02-09 | 2650 W 5TH AVENUE, Vancouver, BC V6K 1T3 | Electrical Permit | Residential | Renovation | Completed | Installation / Repair - Residential - Kitchen,bathroom,laundry,basement renovation with a new 200 amp service - increasing the service size and relocating the service to a pole in the backyard. It will be all new service equipment and will require a new service drop from BC Hydro. To me that is a new service -renovating the kitchen, the 2nd floor bathroom adding a stacking washer and dryer on the second floor, and renovating the basement. I’m adding new lighting and new wiring to bring up those areas to the current code requirements. *Permit Amendment Jul 20, 2023 -Add heat pump >BP: Exterior and interior alterations to renovate this existing One Family Dwelling Municipally Designated Vancouver Heritage Register ‘C’ building – Straight House. Scope includes to remove chimney and window changes OK for DB per Maxine (Heritage) - HAP is required | Empire Electric Ltd
PP-2023-00325 | 2023-02-01 | 2650 W 5TH AVENUE, Vancouver, BC V6K 1T3 | Plumbing Permit | Residential | Renovation | Completed | Residential - -new water piping in pex -new drainage piping in ABS -new shower valves >BP: Exterior and interior alterations to renovate this existing One Family Dwelling Municipally Designated Vancouver Heritage Register ‘C’ building – Straight House. Scope includes to remove chimney and window changes OK for DB per Maxine (Heritage) - HAP is required | Avante Plumbing & Heating 21 Ltd
EP-2022-06644 | 2022-08-11 | 2656 W 5TH AVENUE, Vancouver, BC V6K 1T3 | Electrical Permit | Residential | Renovation | Completed | Installation / Repair - Residential - Upgrade services from 100amp to 200amp | Gold Medal Electric Ltd
GP-2022-00860 | 2022-03-21 | 2716 W 5TH AVENUE, Vancouver, BC V6K 1T4 | Gas Permit | Residential | New | Completed | Residential - Install new hot water tank RE & RE@ 199,000 BTU | North Star Mechanical Ltd
GP-2022-00277 | NULL | 2824 W 5TH AVENUE, Vancouver, BC V6K 1T6 | Gas Permit | Residential | Renovation | Withdrawn | Residential - Install one natural gas fireplace and one natural gas fireplace insert. 2 Units. | Vancouver Gas Fireplaces Ltd
GP-2022-00180 | 2022-01-21 | 2824 W 5TH AVENUE, Vancouver, BC V6K 1T6 | Gas Permit | Residential | Renovation | Completed | Residential - Install 2 natural gas fireplaces insert | Vancouver Gas Fireplaces Ltd
PP-2022-02523 | 2022-07-21 | 2847 W 5TH AVENUE, Vancouver, BC V6K 1T7 | Plumbing Permit | Residential | Renovation | Completed | Residential - kitchen and bathroom renovation | Paton Plumbing Worx Inc
EP-2022-05956 | 2022-07-25 | 2847 W 5TH AVENUE, Vancouver, BC V6K 1T7 | Electrical Permit | Residential | Renovation | Completed | Installation / Repair - Residential - To update electrical in kitchen for new kitchen, To remove and replace ungrounded cables were we can Fish in new outlets from the basement to the main floor and bedrooms. Install LED wafer recessed lights where possible. -Kitchen cct are not Adequate for appliances Rooms have 2 prong outlets. Bonding is for gas and water only. Service is existing. | Pacific Western Power & Control Ltd
GP-2022-03827 | 2022-12-02 | 2847 W 5TH AVENUE, Vancouver, BC V6K 1T7 | Gas Permit | Residential | Renovation | Completed | Residential - Tankless installation | Drips & Drains Plumbing and Heating Ltd
MP-2022-00554 | 2022-11-10 | 837 W 62ND AVENUE, Vancouver, BC V6P 2E3 | Mechanical Permit | NULL | NULL | Completed | NULL | Thomson Industries Ltd
EP-2022-09573 | 2022-11-14 | 837 W 62ND AVENUE, Vancouver, BC V6P 2E3 | Electrical Permit | Residential | Renovation | Completed | Installation / Repair - Residential - Dedicated circuit for Heat Pump install >MP: MP-2022-00554: (Heating and Cooling) | Pacific Star Electric Inc
GP-2023-01124 | 2023-03-31 | 1722 W 58TH AVENUE, Vancouver, BC V6P 1W9 | Gas Permit | Residential | Renovation | Completed | Residential - Hot water tank replacement | Reid Brothers Plumbing & Heating Ltd
GP-2022-01885 | 2022-06-22 | 1632 W 60TH AVENUE, Vancouver, BC V6P 2A6 | Gas Permit | Residential | Renovation | Completed | Residential - re/re of new boiler | Drips & Drains Plumbing and Heating Ltd
GP-2023-03394 | 2023-11-06 | 1633 W 60TH AVENUE, Vancouver, BC V6P 2A7 | Gas Permit | Residential | Renovation | Completed | Residential - RE&RE hot water tank | Milani Plumbing Heating & Air Conditioning Ltd
PP-2022-03308 | 2022-09-21 | 2110 W 5TH AVENUE, Vancouver, BC V6K 1S2 | Plumbing Permit | Commercial | New | Completed | Commercial - install one 009RP backflow for heating boiler water supply | Egan Plumbing Ltd
PP-2022-03675 | 2022-10-14 | 2121 W 5TH AVENUE, Vancouver, BC V6K 1S1 | Plumbing Permit | Commercial | Tenant Improvement | Completed | Commercial - Install domestic water DCVA as per COV | A-1 Drainage Plumbing & Heating Limited
PP-2022-03810 | 2022-10-24 | 2140 W 5TH AVENUE, Vancouver, BC V6K 1S2 | Plumbing Permit | Commercial | New | Completed | Commercial - backflow. CROSS CONNECTION | Mainstream Backflow
EP-2022-05894 | 2022-07-14 | 2140 W 5TH AVENUE, Vancouver, BC V6K 1S2 | Electrical Permit | Residential | Renovation | Completed | Installation / Repair - Residential - Water damage took place in unit. Replacing all aluminum wire with copper as necessary durring repair. >BP: Interior alterations to repair fire & water damage to dwelling unit #101 on the ground floor of this multiple dwelling building on this site. Note: No energy trigger, water damage repair Okay for DTI processing by Wayland Wong, May 31, 2022. | Shield Electric Ltd
GP-2022-03373 | 2022-10-31 | 2182 W 5TH AVENUE, Vancouver, BC V6K 1S2 | Gas Permit | Residential | Renovation | Completed | Residential - Re&re Furnace | Milani Plumbing Heating & Air Conditioning Ltd
GP-2022-01945 | 2022-06-28 | 2012 W 47TH AVENUE, Vancouver, BC V6M 2M4 | Gas Permit | Residential | Renovation | Completed | Residential - re/re boiler | Lambert Plumbing & Heating Ltd
EP-2023-05601 | 2023-07-07 | 2012 W 47TH AVENUE, Vancouver, BC V6M 2M4 | Electrical Permit | Residential | Addition | Completed | Installation / Repair - Residential - ¦ 1FD/ HP ¦ Supply a 40amp 250v circuit for a Heat Pump Wire 2 240v Branch Boxes Supply and install a 50amp 250 v DCC 12 EMS *MP-2023-01171: Issued (Heating and Cooling) | Paone Electric Ltd
MP-2023-01171 | 2023-06-26 | 2012 W 47TH AVENUE, Vancouver, BC V6M 2M4 | Mechanical Permit | NULL | NULL | Completed | NULL | Lambert Plumbing & Heating
GP-2022-00350 | 2022-02-04 | 2075 W 47TH AVENUE, Vancouver, BC V6M 2M5 | Gas Permit | Residential | Tenant Improvement | Completed | Residential - replace gas fireplace home has 2 meter left meter is for this f/p | Campbell Care Plumbing, Heating & Air Ltd.
GP-2023-03267 | 2023-10-27 | 2171 W 47TH AVENUE, Vancouver, BC V6M 2M6 | Gas Permit | Residential | Renovation - Dwelling Unit(s) only | Completed | Residential - Installing gas boiler | Reid Brothers Plumbing & Heating Ltd
MP-2023-01030 | 2023-06-07 | 2183 W 47TH AVENUE, Vancouver, BC V6M 2M6 | Mechanical Permit | NULL | NULL | Completed | NULL | Climate Pro Services Ltd
GP-2022-03273 | 2022-10-24 | 2183 W 47TH AVENUE, Vancouver, BC V6M 2M6 | Gas Permit | Residential | Addition | Completed | Residential - GAHP Install - Pilot project for Fortis. | Slopeside Mechanical Systems Ltd
EP-2022-08892 | 2022-10-26 | 2183 W 47TH AVENUE, Vancouver, BC V6M 2M6 | Electrical Permit | Residential | Renovation | Completed | Installation / Repair - Residential - -Mechanical permit is required before electrical inspection will be performed Install of new ccts for fortis heat pump pilot project. Auxillary 120/240 volt pumps, disconnects, low voltage control ccts, new 100a sub panel to accommodate ccts. -This heat pump is new yes, however it is not a standard heat pump with an electrical demand. It is powered by gas. It is part of a pilot project that Fortis is doing in BC right now. Several units have been installed all over the lower mainland for a test period to see how they perform. I unfortunately can not speak to the inner workings of the units but they do not increase the electrical demand at all. A load calc is not necessary. The electrical service will not need to move or be increased. When the testing period is over there is a good chance the units will be completely removed and everything put back the way we found it. Service size is 100 amp - 240Volt - 1 phase | Sound Electrical Ltd
MP-2022-00653 | NULL | 2183 W 47TH AVENUE, Vancouver, BC V6M 2M6 | Mechanical Permit | NULL | NULL | Withdrawn | NULL | Slopeside Mechanical Systems Ltd
EP-2023-08417 | 2023-09-19 | 1275 W 49TH AVENUE, Vancouver, BC V6M 2P9 | Electrical Permit | Residential | Addition | Completed | Installation / Repair - Residential - Upgrade service to 200 amps. | MILKYWAY INDUSTRY LTD
PP-2022-03336 | 2022-09-22 | 1292 W 49TH AVENUE, Vancouver, BC V6M 2R1 | Plumbing Permit | Residential | New | Completed | Residential - Plumbing for: >BP: To construct a 2 storey laneway house building with an open parking pad, providing 1 parking space, having vehicular access from the lane. | Avion Mechanical Ltd
EP-2022-08127 | 2022-09-27 | 1292 W 49TH AVENUE, Vancouver, BC V6M 2R1 | Electrical Permit | Residential | New | Completed | Installation / Repair - Residential - 200 amp main service 125 amp for house 125 amp for lwh service location change from house to garage | H.L. ELECTRICAL LTD
GP-2023-01390 | 2023-04-28 | 1320 W 49TH AVENUE, Vancouver, BC V6M 2R3 | Gas Permit | Residential | Renovation | Completed | Residential - Re&re tankless water heater | Milani Plumbing Heating & Air Conditioning Ltd
GP-2023-03736 | 2023-11-27 | 1368 W 49TH AVENUE, Vancouver, BC V6M 2R3 | Gas Permit | Residential | Renovation - Dwelling Unit(s) only | Completed | Residential - Boiler replacement ** AMENDMENT: November 30, 2023 - corrected address from 1368 W 48th Avenue to 1368 49 W 49th Avenue ** | CoStar Home Energy Ltd
GP-2023-01343 | 2023-04-25 | 1388 W 49TH AVENUE, Vancouver, BC V6M 2R3 | Gas Permit | Residential | New | Issued | Residential - 3 Ranges, 1 BBQ, 1Boiler 1 Fireplace & 2 Dryers New house gas piping >BP: To construct a 2 storey + basement one-family dwelling with a secondary suite | Avion Mechanical Ltd
SP-2023-00301 | 2023-02-22 | 1388 W 49TH AVENUE, Vancouver, BC V6M 2R3 | Sprinkler Permit | Residential | New | Issued | Residential - 1FD+SS - #1 & #2 - Install sprinklers in SFD >DB: To construct a 2 storey + basement one-family dwelling with a secondary suite located in the basement with a detached accessory building (garage), at the rear providing 3 parking spaces, having vehicular access from the lane. Note: This is a 2 storey building pursuant to the Zoning and Development By-Law 1- Covenant registered at the Land Title Office under CA9068763. 2- No strata titling permitted 3- A/C unit proposed in the rear yard. | Gold Key Fire Protection Ltd
EP-2023-02003 | 2023-03-08 | 1388 W 49TH AVENUE, Vancouver, BC V6M 2R3 | Electrical Permit | Residential | New | Issued | Installation / Repair - Residential - Alarm data phone alarm audio and vacuum rough in and finishing >BP: To construct a 2 storey + basement one-family dwelling with a secondary suite ($1,425,657.50) located in the basement with a detached accessory building (garage), at the rear providing 3 parking spaces, having vehicular access from the lane. Note: This is a 2 storey building pursuant to the Zoning and Development By-Law 1- Covenant registered at the Land Title Office under CA9068763. 2- No strata titling permitted 3- A/C unit proposed in the rear yard. 4- Schedule B: Jason Hui, P.Eng (778-319-3403) Structural & Geotechnical 5- HPO: Residential Builder - Heritage Image Homes Ltd. ******THIS PERMIT HAS BEEN ISSUED UNDER THE REQUIREMENTS OF VBBL #12511 (2019)****** | Charanjit Singh
PP-2022-03397 | 2022-09-27 | 1388 W 49TH AVENUE, Vancouver, BC V6M 2R3 | Plumbing Permit | Residential | New | Issued | Residential - Plumbing for: >BP: To construct a 2 storey + basement one-family dwelling with a secondary suite ($1,425,657.50) located in the basement with a detached accessory building (garage), at the rear providing 3 parking spaces, having vehicular access from the lane. | Avion Mechanical Ltd
EP-2022-05394 | 2022-06-24 | 1388 W 49TH AVENUE, Vancouver, BC V6M 2R3 | Electrical Permit | Residential | New | Issued | Installation / Repair - Residential - ¦ 1FD +1SS- SEPARATE 200A SERVICES ¦ Single family dwelling with suit ready >Permit Amendment Nov 09, 2023 -"The amendment for permit to 200 amp service for the main house" -"Load calculation is corrected" *Document(s) uploaded to "Application Documents" tab for Electrical Inspector review. Documents are at pending status at time of permit amendment approval >Permit Amendment Oct 25, 2023 *Document(s) uploaded to "Application Documents" tab for Electrical Inspector review. Documents are at pending status at time of permit amendment approval >Permit Amendment Oct 25, 2023 -"The service for the main house is 200 amp with a single meter" >BP: To construct a 2 storey + basement one-family dwelling with a secondary suite ($1,425,657.50) located in the basement with a detached accessory building (garage), at the rear providing 3 parking spaces, having vehicular access from the lane. Note: This is a 2 storey building pursuant to the Zoning and Development By-Law 1- Covenant registered at the Land Title Office under CA9068763. 2- No strata titling permitted 3- A/C unit proposed in the rear yard. 4- Schedule B: Jason Hui, P.Eng (778-319-3403) Structural & Geotechnical 5- HPO: Residential Builder - Heritage Image Homes Ltd. Address Note: Building 1 #1-1388 W 49th Av - One Family Dwelling (1st & 2nd floor, north portion of basement) #2-1388 W 49th Av - Secondary Suite (south portion of basement) | High Watt Electric Ltd
MP-2022-00431 | 2022-10-18 | 1388 W 49TH AVENUE, Vancouver, BC V6M 2R3 | Mechanical Permit | NULL | NULL | Issued | NULL | Avion Mechanical Ltd
EP-2022-03568 | 2022-05-02 | 1388 W 49TH AVENUE, Vancouver, BC V6M 2R3 | Electrical Permit | Residential | New | Expired | Temporary Power - Residential - To provide temporary power. | High Watt Electric Ltd
PP-2022-01929 | 2022-06-07 | 1388 W 49TH AVENUE, Vancouver, BC V6M 2R3 | Plumbing Permit | Residential | New | Issued | Residential - sump >BP: To construct a 2 storey + basement one-family dwelling with a secondary suite ($1,425,657.50) located in the basement with a detached accessory building (garage), at the rear providing 3 parking spaces, having vehicular access from the lane. Note: This is a 2 storey building pursuant to the Zoning and Development By-Law 1- Covenant registered at the Land Title Office under CA9068763. 2- No strata titling permitted 3- A/C unit proposed in the rear yard. 4- Schedule B: Jason Hui, P.Eng (778-319-3403) Structural & Geotechnical 5- HPO: Residential Builder - Heritage Image Homes Ltd. Address Note: Building 1 #1-1388 W 49th Av - One Family Dwelling (1st & 2nd floor, north portion of basement) #2-1388 W 49th Av - Secondary Suite (south portion of basement) Address and suite numbers assigned as per approved plans for Fire and Emergency response. The address number is to be posted on the building to be visible from the street and the suite numbers are to be posted at the suite entries in accordance with the Building By-law prior to final inspection. ******THIS PERMIT HAS BEEN ISSUED UNDER THE REQUIREMENTS OF VBBL #12511 (2019)****** | Mash Construction Ltd.
PP-2022-01526 | 2022-05-05 | 1748 W 58TH AVENUE, Vancouver, BC V6P 1W9 | Plumbing Permit | Residential | New | Completed | Residential - Lawn irrigation install 1 PRV and 1 Double Check device after main Shut Off >BP: 2 STOREY 1FD + SS + GARAGE To construct a 2 storey one-family dwelling with a secondary suite located in the Basement/Cellar ($980,750) with a detached accessory building (garage) ($10,000), at the rear providing 3 parking spaces, having vehicular access from the lane. 1. Covenant registered at the Land Title Office under CA8278685 2. No Strata Titling permitted 3. A/C Unit proposed in the rear 4. Bar sink located in the Basement 5. Revision #1: Schedule B: Antony Wang, P.Eng (604.618.6236) Structural & Geotechnical 6. BC Housing (Onyx Projects Ltd.) This is a 2 storey building pursuant to the Zoning and Development By-Law ******THIS PERMIT HAS BEEN ISSUED UNDER THE REQUIREMENTS OF VBBL 2019****** All rooms adjacent to East and West exposing building face shall be sprinklered. "Combustible projections or roof soffits on an exposing building face shall not project to less than .45m from the property line and shall be in compliance with VBBL 2019 9.10.15.5.(9) The entire building, INCLUDING THE ATTACHED GARAGE (if applicable), to be sprinklered to NFPA 13D. Any alterations or conversions to the attached garage (if applicable) to habitable living space shall not be permitted without first obtaining the approval of the Director of Planning and the Chief Building Official. One Family Dwelling- 1748 W 58th Av (1st and 2nd storey, south portion of basement) Secondary Suite- 1746 W 58th Av (north portion of basement) Addresses assigned per approved plans. Fire and Emergency street access to the secondary suite is from the east side. Street access must be provided and maintained at all time. The building addresses are to be posted and to be visible from the street in accordance with the Building By-law. | MYW HOMES LANDSCAPING INC.
EP-2022-03972 | 2022-05-13 | 1788 W 5TH AVENUE, Vancouver, BC V6J 1P2 | Electrical Permit | Commercial | Renovation | Completed | Installation / Repair - Commercial - Replacing faulty fire alarm panel, no wiring. Replacing with new fire alarm panel. New control unit is compatible with all the existing devices incorporated in the existing FAS. We are not altering the existing wiring or outlet boxes, work is considered to be a straight replacement of the electrical equipment. | AG Electric and Alarm Monitoring Co Ltd
EP-2023-07118 | 2023-08-08 | 1827 W 5TH AVENUE, Vancouver, BC V6J 1P5 | Electrical Permit | Commercial | Renovation | Completed | Installation / Repair - Commercial - Installation of the Exit and Emergency lights combo units to cover areas which requires both the exit and the emergency lights. | 0777792 BC Ltd
GP-2022-02211 | 2022-07-28 | 31 W 61ST AVENUE, Vancouver, BC V5X 2B1 | Gas Permit | Residential | Tenant Improvement | Completed | Residential - Hot water tank replacement | All Season Solution Ltd
GP-2022-01260 | 2022-04-21 | 46 W 61ST AVENUE, Vancouver, BC V5X 2B2 | Gas Permit | Residential | Addition | Completed | Residential - Furnace 70,000 BTU Tank-Less Water Heater 199,00 BTU re/re | HAMZEH GERAMI Dba Nation Heating & Cooling
EP-2022-07053 | 2022-08-24 | 328 W 63RD AVENUE, Vancouver, BC V5X 2J2 | Electrical Permit | Residential | Renovation | Expired | Installation / Repair - Residential - Hydro service upgrade from 100 A to 200 A via overhead. AMEND: OCT 5/2022 APPLICANT WOULD LIKE TO CANCEL PERMIT AS OWNER DOES NOT WISH TO PROCEED WITH HYDRO SERVICE UPGRADE AMEND: NOV 15/2022 Please cancel the permit. The declaration is attached. | Sy Teh Engineering Ltd
EP-2023-06884 | 2023-09-07 | 369 W 63RD AVENUE, Vancouver, BC V5X 2J1 | Electrical Permit | Residential | Addition | Issued | Installation / Repair - Residential - Installing a Kohler Standby Generator. | Miller-Tech Electric Ltd
EP-2023-06197 | 2023-07-20 | 521 W 63RD AVENUE, Vancouver, BC V6P 2G7 | Electrical Permit | Residential | Addition | Completed | Installation / Repair - Residential - Upgrade electrical service from 100A to 200A. Install new ground plate and new mast pipe, wiring teck cable (branch circuit) from new main panel to garage for EV charger. | Dormit X Enterprises Ltd
MP-2023-01482 | 2023-08-14 | 521 W 63RD AVENUE, Vancouver, BC V6P 2G7 | Mechanical Permit | NULL | NULL | Completed | NULL | SUNFLOWER HOME SERVICE LTD
NULL | NULL | 521 W 63RD AVENUE, Vancouver, BC V6P 2G7 | Electrical Permit | Residential | Renovation | Withdrawn | Installation / Repair - Residential - ac unit power hook up | Dormit X Enterprises Ltd
GP-2023-03676 | 2023-11-22 | 529 W 63RD AVENUE, Vancouver, BC V6P 2G7 | Gas Permit | Residential | Renovation | Completed | Residential - RE&RE hot water tank | Milani Plumbing Heating & Air Conditioning Ltd
GP-2023-02908 | 2023-10-03 | 537 W 63RD AVENUE, Vancouver, BC V6P 2G7 | Gas Permit | Residential | Renovation | Completed | Residential - RE&RE furnace | Milani Plumbing Heating & Air Conditioning Ltd
GP-2022-03965 | 2022-12-12 | 537 W 63RD AVENUE, Vancouver, BC V6P 2G7 | Gas Permit | Residential | Renovation | Completed | Residential - replace gas water heater >>>Amend: Dec. 15th - tankless water heater in place of a tank. Up to 199,000 btu's -higher efficiency unit | Joyce Heating Services Ltd
EP-2022-02393 | 2022-03-24 | 2291 W 47TH AVENUE, Vancouver, BC V6M 2M8 | Electrical Permit | Residential | Addition | Completed | Installation / Repair - Residential - Relocate service of the main house for new LWH. | Powerful Electric Ltd
MP-2022-00327 | 2022-10-03 | 1911 W 49TH AVENUE, Vancouver, BC V6M 2S9 | Mechanical Permit | NULL | NULL | Completed | NULL | Angels Heating & Cooling Ltd
EP-2022-08496 | 2022-11-02 | 1911 W 49TH AVENUE, Vancouver, BC V6M 2S9 | Electrical Permit | Residential | Renovation | Completed | Installation / Repair - Residential - --- TANKLESS WATER HEATER= 64W EV= 100W LWH HOUSE LOADS ON LOAD CALC= 1000W MT --- Installing a new circuit for a AC unit. -The main breaker size is 200A. MP-2022-00327 | Skynoor Electric Ltd
GP-2022-02776 | 2022-09-16 | 1911 W 49TH AVENUE, Vancouver, BC V6M 2S9 | Gas Permit | Residential | Renovation | Completed | Residential - Tankless re&re | Ferenc Nagy
GP-2022-02364 | 2022-08-11 | 1911 W 49TH AVENUE, Vancouver, BC V6M 2S9 | Gas Permit | Residential | Renovation | Completed | Residential - Furnace replace | Angels Heating & Cooling Ltd
PP-2022-01693 | 2022-05-17 | 3569 W 50TH AVENUE, Vancouver, BC V6N 3V3 | Plumbing Permit | Residential | New | Completed | Residential - Lawn irrigation >BP: Exterior and interior alterations to provide improvements to this existing one family dwelling on this site. Scope of work: New windows on rear face only. Interior renos on both floors including Kitchen and bathrooms. Revision #1 - revise the Kitchen and Dining Room layout and to revise with new slider doors at the North Elevation Letters of assurance submitted: Sch B (Struc, Geotech - temp, Geotech - perm): J. Allester, P.Eng., 604.228.0518 OK for field review as per Rosa Astorino - September 2, 2021 Notes: o Energy upgrade triggers (REUP): - Minor air sealing: target 10% ACH improvement – EA identifies major leaks; air sealing repairs completed - Attic insulation: if <R12 increase to R28, if >R12 increase to R40, or home has existing R40+ (nominal values) - Ventilation and controls: all bathrooms require exhaust fans on timers or humidistats; install smart home thermostat o Contractor and Owner are responsible for protecting street trees and private trees that are protected under The Protection of Trees Bylaw (if there are any) in proximity to any work per City of Vancouver Protection of Trees Bylaw and tree protection standards; all landscaping / street trees impacted by construction work to be made good (equal or better). o No tree removals (private trees that are protected under the Protection of Trees Bylaw) are approved with this permit. o Any necessary pruning of trees to be done by an ISA certified arborist, if required with this permit. o No heavy machinery or storage of materials or equipment permitted under the canopy dripline or within Critical Root Zone, whichever greater, of existing trees (street trees or private trees that are protected under The Protection of Trees Bylaw). o No construction allowed within the Critical Root Zone of existing trees (street trees or private trees that are protected under The Protection of Trees Bylaw). | University Sprinkler Systems Incorporated
GP-2022-01595 | 2022-05-26 | 3569 W 50TH AVENUE, Vancouver, BC V6N 3V3 | Gas Permit | Residential | Renovation | Completed | Residential - Installation of 1 gas fireplace - venting and hook up only | Urban Fireplaces Ltd
GP-2021-04296 | 2022-02-10 | 3569 W 50TH AVENUE, Vancouver, BC V6N 3V3 | Gas Permit | Residential | Renovation | Completed | Residential - Gas appliance’s >Exterior and interior alterations to provide improvements to this existing one family dwelling on this site. Scope of work: New windows on rear face only. Interior renos on both floors including Kitchen and bathrooms. Letters of assurance submitted: Sch B (Struc, Geotech - temp, Geotech - perm): J. Allester, P.Eng., 604.228.0518 OK for field review as per Rosa Astorino - September 2, 2021 Notes: o Energy upgrade triggers (REUP): - Minor air sealing: target 10% ACH improvement – EA identifies major leaks; air sealing repairs completed - Attic insulation: if <R12 increase to R28, if >R12 increase to R40, or home has existing R40+ (nominal values) - Ventilation and controls: all bathrooms require exhaust fans on timers or humidistats; install smart home thermostat o Contractor and Owner are responsible for protecting street trees and private trees that are protected under The Protection of Trees Bylaw (if there are any) in proximity to any work per City of Vancouver Protection of Trees Bylaw and tree protection standards; all landscaping / street trees impacted by construction work to be made good (equal or better). o No tree removals (private trees that are protected under the Protection of Trees Bylaw) are approved with this permit. o Any necessary pruning of trees to be done by an ISA certified arborist, if required with this permit. o No heavy machinery or storage of materials or equipment permitted under the canopy dripline or within Critical Root Zone, whichever greater, of existing trees (street trees or private trees that are protected under The Protection of Trees Bylaw). o No construction allowed within the Critical Root Zone of existing trees (street trees or private trees that are protected under The Protection of Trees Bylaw). | Next Day Home Services Inc.
GP-2022-03326 | 2022-10-28 | 3569 W 50TH AVENUE, Vancouver, BC V6N 3V3 | Gas Permit | Residential | Renovation | Completed | Residential - Installation of 1 gas fireplace - venting and hook up only | Urban Fireplaces Ltd
GP-2023-00250 | 2023-01-20 | 3676 W 50TH AVENUE, Vancouver, BC V6N 3V5 | Gas Permit | Residential | Renovation | Completed | Residential - INSTALL 2 GAS FIREPLACES, VENTING UP AN OUT THE EXTERIOR WALL, VENT AND CONNECT ONLY, >DB: Exterior and interior alterations to renovate the main floor in this existing 2 storey, one family dwelling with attached garage on this site. Scope of work includes: Exterior - alterations to remove and replace walls, windows and doors with new wall, 2 windows and one door-south, new front door-north, new window-west and infill window-east elevation. Interior - remove walls, millwork, fireplace, plumbing fixtures, appliances, install new fire rated garage door with weather stripping, electric fireplace, new walls, doors, new kitchen and bathroom (x2) plumbing fixtures and new kitchen appliances on main floor. Structural work to support 2nd floor framing. | The LM Fireplace Warehouse Ltd.
EP-2022-07760 | 2022-09-15 | 3676 W 50TH AVENUE, Vancouver, BC V6N 3V5 | Electrical Permit | Residential | Renovation - Dwelling Unit(s) only | Completed | Installation / Repair - Residential - Re-wiring main level for a house. That includes complete wiring for a kitchen, bathroom, bedroom and living room Exterior and interior alterations to renovate the main floor in this existing 2 storey, one family dwelling with attached garage on this site. Scope of work includes: Exterior - alterations to remove and replace walls, windows and doors with new wall, 2 windows and one door-south, new front door-north, new window-west and infill window-east elevation. Interior - remove walls, millwork, fireplace, plumbing fixtures, appliances, install new fire rated garage door with weather stripping, electric fireplace, new walls, doors, new kitchen and bathroom (x2) plumbing fixtures and new kitchen appliances on main floor. Structural work to support 2nd floor framing | Ciprian Romeo Barbu
GP-2022-02446 | 2022-08-19 | 3676 W 50TH AVENUE, Vancouver, BC V6N 3V5 | Gas Permit | Residential | Renovation | Completed | Residential - Rough-in only on fire places, I will be installing the barbecue box. >BP: Exterior and interior alterations to renovate the main floor in this existing 2 storey, one family dwelling with attached garage on this site. Scope of work includes: Exterior - alterations to remove and replace walls, windows and doors with new wall, 2 windows and one door-south, new front door-north, new window-west and infill window-east elevation. Interior - remove walls, millwork, fireplace, plumbing fixtures, appliances, install new fire rated garage door with weather stripping, electric fireplace, new walls, doors, new kitchen and bathroom (x2) plumbing fixtures and new kitchen appliances on main floor. Structural work to support 2nd floor framing. | Christopher Alvarez Brown
PP-2022-02037 | 2022-06-14 | 3676 W 50TH AVENUE, Vancouver, BC V6N 3V5 | Plumbing Permit | Residential | Renovation | Completed | Residential - relocate bathroom basin Amend: Nov 8, 2023 Adjust kitchen sink location 2’ and adjust laundry connections to accommodate space reconfiguration | Christopher Alvarez Brown
GP-2023-01300 | 2023-04-20 | 1648 W 49TH AVENUE, Vancouver, BC V6M 2R9 | Gas Permit | Residential | Renovation | Completed | Residential - Bosch 30" Gas Cooktop | Han Appliances & Refrigeration Ltd
EP-2023-06891 | 2023-08-15 | 1320 W 50TH AVENUE, Vancouver, BC V6P 1B5 | Electrical Permit | Residential | Renovation | Completed | Installation / Repair - Residential - Service upgrade from 100A to 200A Add a car charger outlet in garage | L.H. ELECTRIC LTD
NULL | NULL | 1320 W 50TH AVENUE, Vancouver, BC V6P 1B5 | Electrical Permit | Residential | Renovation | Withdrawn | Installation / Repair - Residential - 2p-40A Breaker, #8cu and 14-50R Receptacle installation for EV Charging | HT Electric Ltd
PP-2023-04058 | 2023-11-17 | 4448 W 4TH AVENUE, Vancouver, BC V6R 1R1 | Plumbing Permit | Residential | New | Issued | Residential - 3/4 dcva backflow preventer for lawn irrigation near city shut off | Yue Jin Qiu
EP-2023-01551 | 2023-02-23 | 4448 W 4TH AVENUE, Vancouver, BC V6R 1R1 | Electrical Permit | Residential | New | Issued | Installation / Repair - Residential - Installation of a 5.135 kW solar array on the house and 5.53 kW solar array on the laneway >BP: 1FD Net Zero Home This Building Permit will remain in a suspended status until the associated (green) Demolition Permit BP-2021-04303 is completed. To construct a 2 storey one-family dwelling with a secondary suite located in the Basement/Cellar ($771,970.00) with an open parking pad, providing 1 parking space, having vehicular access from the 20' Lane. Note: This is a 1 ½ storey building pursuant to the Zoning & Development By-law. 1. Covenant registered at the Land Title Office under CA9177429 2. No Strata Titling permitted 4. Schedule B: (Ke Jian) P.Eng (604.599.8890) Structural 5. Schedule B: (Jian Zhong Jin) P.Eng (604.362.7021) Geotechnical 6. HPO: Residential Builder- Leone Construction Inc. Note: This is a 2 storey building pursuant to the Zoning and Development By-Law **THIS PERMIT HAS BEEN ISSUED UNDER THE REQUIREMENTS OF VBBL #12511 (2019) ** ****ALL PROJECT COORINDATOR NOTES HAS BEEN ACCEPTED BY THE APPLICANT**** | Terratek Energy Solutions Inc
PP-2022-02744 | 2022-08-11 | 4448 W 4TH AVENUE, Vancouver, BC V6R 1R1 | Plumbing Permit | Residential | New | Completed | Residential - In side plumbing 3 floors. >BP: 1FD Net Zero Home This Building Permit will remain in a suspended status until the To construct a 2 storey one-family dwelling with a secondary suite located in the Basement/Cellar ($771,970.00) with an open parking pad, providing 1 parking space, having vehicular access from the 20' Lane. Note: This is a 1 ½ storey building pursuant to the Zoning & Development By-law. 1. Covenant registered at the Land Title Office under CA9177429 2. No Strata Titling permitted 4. Schedule B: (Ke Jian) P.Eng (604.599.8890) Structural 5. Schedule B: (Jian Zhong Jin) P.Eng (604.362.7021) Geotechnical 6. HPO: Residential Builder- Leone Construction Inc. Note: This is a 2 storey building pursuant to the Zoning and Development By-Law **THIS PERMIT HAS BEEN ISSUED UNDER THE REQUIREMENTS OF VBBL #12511 (2019) ** ****ALL PROJECT COORINDATOR NOTES HAS BEEN ACCEPTED BY THE APPLICANT**** | West Point Plumbing & Heating Ltd
GP-2022-03693 | 2022-11-23 | 4448 W 4TH AVENUE, Vancouver, BC V6R 1R1 | Gas Permit | Residential | New | Issued | Residential - 1range, 2 bbq’s piping only. >This Building Permit will remain in a suspended status until the associated (green) Demolition Permit BP-2021-04303 is completed. To construct a 2 storey one-family dwelling with a secondary suite located in the Basement/Cellar ($771,970.00) with an open parking pad, providing 1 parking space, having vehicular access from the 20' Lane. Note: This is a 1 ½ storey building pursuant to the Zoning & Development By-law. 1. Covenant registered at the Land Title Office under CA9177429 2. No Strata Titling permitted 4. Schedule B: (Ke Jian) P.Eng (604.599.8890) Structural 5. Schedule B: (Jian Zhong Jin) P.Eng (604.362.7021) Geotechnical 6. HPO: Residential Builder- Leone Construction Inc. Note: This is a 2 storey building pursuant to the Zoning and Development By-Law **THIS PERMIT HAS BEEN ISSUED UNDER THE REQUIREMENTS OF VBBL #12511 (2019) ** ****ALL PROJECT COORINDATOR NOTES HAS BEEN ACCEPTED BY THE APPLICANT**** | MSN Gas & Heating Ltd
SP-2022-01834 | 2022-11-04 | 4448 W 4TH AVENUE, Vancouver, BC V6R 1R1 | Sprinkler Permit | Residential | New | Completed | Residential - NEW HOME To construct a 2 storey one-family dwelling with a secondary suite located in the Basement/Cellar with an open parking pad, providing 1 parking space, having vehicular access from the 20' Lane. Note: This is a 1 ½ storey building pursuant to the Zoning & Development By-law. 1. Covenant registered at the Land Title Office under CA9177429 2. No Strata Titling permitted 4. Schedule B: (Ke Jian) P.Eng (604.599.8890) Structural 5. Schedule B: (Jian Zhong Jin) P.Eng (604.362.7021) Geotechnical 6. HPO: Residential Builder- Leone Construction Inc. >>>>>>>>Amend: January 3rd -REMOVE DRY HEAD ( Revisions ) | SBMS Construction Ltd
EP-2022-09501 | 2022-11-09 | 4448 W 4TH AVENUE, Vancouver, BC V6R 1R1 | Electrical Permit | Residential | New | Completed | Installation / Repair - Residential - Alarm, telephone, tv, network, sound, cctv >BP: This Building Permit will remain in a suspended status until the associated (green) Demolition Permit BP-2021-04303 is completed. To construct a 2 storey one-family dwelling with a secondary suite located in the Basement/Cellar ($771,970.00) with an open parking pad, providing 1 parking space, having vehicular access from the 20' Lane. Note: This is a 1 ½ storey building pursuant to the Zoning & Development By-law. 1. Covenant registered at the Land Title Office under CA9177429 2. No Strata Titling permitted 4. Schedule B: (Ke Jian) P.Eng (604.599.8890) Structural 5. Schedule B: (Jian Zhong Jin) P.Eng (604.362.7021) Geotechnical 6. HPO: Residential Builder- Leone Construction Inc. Note: This is a 2 storey building pursuant to the Zoning and Development By-Law Address Information: Principle Dwelling: #1-4448 W 8 Ave Laneway home: #3-4448 W 8 Ave Addresses have been assigned per the approved plans. This access must be provided & maintained at all times and the building addresses posted to be visible from the street in accordance with the Building By-law. **THIS PERMIT HAS BEEN ISSUED UNDER THE REQUIREMENTS OF VBBL #12511 (2019) ** ****ALL PROJECT COORINDATOR NOTES HAS BEEN ACCEPTED BY THE APPLICANT**** | Best Built-In Centre Ltd
EP-2022-02303 | 2022-04-20 | 4448 W 4TH AVENUE, Vancouver, BC V6R 1R1 | Electrical Permit | Residential | New | Completed | Installation / Repair - Residential - New house wiring -125 main house 125 laneway house >BP: 1FD Net Zero Home This Building Permit will remain in a suspended status until the associated (green) Demolition Permit BP-2021-04303 is completed. To construct a 2 storey one-family dwelling with a secondary suite located in the Basement/Cellar ($771,970.00) with an open parking pad, providing 1 parking space, having vehicular access from the 20' Lane. Note: This is a 1 ½ storey building pursuant to the Zoning & Development By-law. 1. Covenant registered at the Land Title Office under CA9177429 2. No Strata Titling permitted 4. Schedule B: (Ke Jian) P.Eng (604.599.8890) Structural 5. Schedule B: (Jian Zhong Jin) P.Eng (604.362.7021) Geotechnical 6. HPO: Residential Builder- Leone Construction Inc. Note: This is a 2 storey building pursuant to the Zoning and Development By-Law Address Information: Principle Dwelling: #1-4448 W 8 Ave Laneway home: #3-4448 W 8 Ave Addresses have been assigned per the approved plans. This access must be provided & maintained at all times and the building addresses posted to be visible from the street in accordance with the Building By-law. **THIS PERMIT HAS BEEN ISSUED UNDER THE REQUIREMENTS OF VBBL #12511 (2019) ** ****ALL PROJECT COORINDATOR NOTES HAS BEEN ACCEPTED BY THE APPLICANT**** | Hi Mark Electric Ltd
EP-2022-01680 | 2022-03-02 | 4448 W 4TH AVENUE, Vancouver, BC V6R 1R1 | Electrical Permit | Residential | New | Expired | Temporary Power - Residential - To provide temporary power. NOTE: Work authorized by this permit is for placement of a temporary power pole only and does not authorize any site construction and/or excavation. A separate Building Permit will be required prior to commencement of any other work on this site. | Hi Mark Electric Ltd
SP-2023-00917 | 2023-05-24 | 4454 W 4TH AVENUE, Vancouver, BC V6R 1R1 | Sprinkler Permit | Residential | New | Issued | Residential - Installation of new fire sprinkler system >BP: Interior and exterior alterations to provide improvements to this existing one family dwelling building on this site. Scope of work includes redesign of the main floor including relocation of kitchen, washroom and laundry room. Add an additional washroom and reconfigure closets on the upper floor. Exterior alterations include new doors and windows at the back and new footing at the rear deck | Fire Busters Inc
GP-2023-03320 | 2023-11-03 | 4454 W 4TH AVENUE, Vancouver, BC V6R 1R1 | Gas Permit | Residential | Renovation | Issued | Residential - 1 Hot Water Heater, 1 Range, 1 BBQ & 2 Fireplaces rough in and finishing for gas fixtures Note: fireplace piping only >BP: Interior and exterior alterations to provide improvements to this existing one family dwelling building on this site. Scope of work includes redesign of the main floor including relocation of kitchen, washroom and laundry room. Add an additional washroom and reconfigure closets on the upper floor. Exterior alterations include new doors and windows at the back and new footing at the rear deck | BD Plumbing
PP-2023-03856 | 2023-11-02 | 4454 W 4TH AVENUE, Vancouver, BC V6R 1R1 | Plumbing Permit | Residential | Renovation | Issued | Residential - rough in and finishing for plumbing fixtures >BP: Interior and exterior alterations to provide improvements to this existing one family dwelling building on this site. Scope of work includes redesign of the main floor including relocation of kitchen, washroom and laundry room. Add an additional washroom and reconfigure closets on the upper floor. Exterior alterations include new doors and windows at the back and new footing at the rear deck | BD Plumbing
EP-2024-00474 | 2024-01-31 | 4454 W 4TH AVENUE, Vancouver, BC V6R 1R1 | Electrical Permit | Residential | Renovation | Issued | Installation / Repair - Residential - re wiring the house for the reno with lights, potlights, plugs and switches -CF-2021-006650 > DB: Exterior and interior alterations to provide improvements to this existing 2 storey single detached house in this existing inside with lane site. Scope of work includes lowering the main floor by 3.0 ft. to increase the ceiling height and thereby reducing existing crawlspace height, new rear deck, alter the front façade, layout changes on main and upper floors, change portion of vaulted ceilings to flat, new cladding on all elevations, new windows. | David Stein
PP-2024-00066 | 2024-01-09 | 4454 W 4TH AVENUE, Vancouver, BC V6R 1R1 | Plumbing Permit | Residential | Renovation | Issued | Residential - to install outside sump and replace drainage piping around the house CF-2021-006650 | Adam Kosel
NULL | NULL | 4460 W 4TH AVENUE, Vancouver, BC V6R 1R1 | Mechanical Permit | NULL | NULL | Draft | NULL | Can-Am Air Conditioning Ltd
EP-2023-01719 | 2023-03-09 | 4460 W 4TH AVENUE, Vancouver, BC V6R 1R1 | Electrical Permit | Residential | Tenant Improvement | Completed | Installation / Repair - Residential - Removal of existing oven feed. Wire in naw 3 KW 240. volt Heat pump. | Wallace Electric Ltd
MP-2023-00287 | 2023-03-06 | 4460 W 4TH AVENUE, Vancouver, BC V6R 1R1 | Mechanical Permit | NULL | NULL | Completed | NULL | Can-Am Air Conditioning Ltd
GP-2023-00754 | 2023-03-03 | 4460 W 4TH AVENUE, Vancouver, BC V6R 1R1 | Gas Permit | Residential | Renovation | Completed | Residential - RE N RE - Replacing Old furnace with new high efficiency | Can-Am Air Conditioning Ltd
EP-2023-02406 | 2023-03-22 | 728 W 59TH AVENUE, Vancouver, BC V6P 1X6 | Electrical Permit | Residential | Renovation | Completed | Installation / Repair - Residential - Upgrade service from 100amp to 200amp. | Gold Medal Electric Ltd
GP-2023-00221 | 2023-01-18 | 728 W 59TH AVENUE, Vancouver, BC V6P 1X6 | Gas Permit | Residential | Renovation - Dwelling Unit(s) only | Completed | Residential - cambi boiler replacement | CoStar Home Energy Ltd
GP-2022-01007 | 2022-03-31 | 742 W 59TH AVENUE, Vancouver, BC V6P 1X6 | Gas Permit | Residential | Tenant Improvement | Completed | Residential - RE RE Furnace | Moore & Russell Heating Ltd
EP-2022-04395 | 2022-05-26 | 742 W 59TH AVENUE, Vancouver, BC V6P 1X6 | Electrical Permit | Residential | Tenant Improvement | Completed | Installation / Repair - Residential - Electrical install of heat pump. BP not required. No change to existing service. | Moore And Russell Heating And Air Conditioning Ltd
MP-2023-00414 | 2023-03-17 | 770 W 59TH AVENUE, Vancouver, BC V6P 1X6 | Mechanical Permit | NULL | NULL | Issued | NULL | 1236318 BC Ltd DBA Aquatech Vancouver
GP-2023-00875 | 2023-03-10 | 770 W 59TH AVENUE, Vancouver, BC V6P 1X6 | Gas Permit | Residential | Renovation | Completed | Residential - re/re of hot water tank with tankless water heater | 1236318 BC Ltd DBA Aquatech Vancouver
PP-2022-00269 | 2022-01-27 | 816 W 59TH AVENUE, Vancouver, BC V6P 1X7 | Plumbing Permit | Residential | Renovation | Completed | Residential - Replacement of existing Poly-B piping | Moe's Plumbing and Heating Inc
GP-2022-00964 | 2022-03-28 | 828 W 59TH AVENUE, Vancouver, BC V6P 1X7 | Gas Permit | Residential | Renovation | Completed | Residential - To Replace 1 Furnace and 1 Water Heater Re/Re | ALL TIME HEATING PLUMBING & AIR CONDITIONING
EP-2022-10650 | 2022-12-22 | 3377 W 55TH AVENUE, Vancouver, BC V6N 3X4 | Electrical Permit | Residential | Addition | Completed | Installation / Repair - Residential - Install an EV charger in the garage next to the main electrical distribution panel House has 400 AMP | Amor Energy Corporation
PP-2023-00829 | 2023-03-13 | 1455 W 56TH AVENUE, Vancouver, BC V6P 1R6 | Plumbing Permit | Residential | New | Issued | Residential - 2FD+2SS - Two Sump No Pump | Canadian Excavating Ltd
EP-2023-02365 | 2023-03-20 | 1455 W 56TH AVENUE, Vancouver, BC V6P 1R6 | Electrical Permit | Residential | New | Issued | Temporary Power - Residential - To provide temporary power. | Five K Electric Ltd
MP-2023-01410 | 2023-08-02 | 1455 W 56TH AVENUE, Vancouver, BC V6P 1R6 | Mechanical Permit | NULL | NULL | Issued | NULL | Mann Plumbing and Heating (2019) Ltd
PP-2023-02246 | 2023-06-27 | 1455 W 56TH AVENUE, Vancouver, BC V6P 1R6 | Plumbing Permit | Residential | New | Issued | Residential - 2FD+2SS - WEST - 1455 W 56TH AV - #1 &#2 EAST - 1453 W 56TH AV - #1 & #2 New plumbing for duplex >DB: To construct a two-storey two-family dwelling with two secondary suites located in the basement, with a detached accessory building (garage) at the rear providing 2 parking spaces, having vehicular access from the lane. The entire building, INCLUDING THE ATTACHED GARAGE (if applicable), to be sprinklered to 2 x NFPA 13D. Note: This is a 2 storey building pursuant to the Zoning and Development By-Law Note: Covenant to be registered prior to sheathing inspection. 1. No strata titling permitted 2. A/C units proposed in rear yard 3. No Bar sinks proposed ******THIS PERMIT HAS BEEN ISSUED UNDER THE REQUIREMENTS OF VBBL #12511 (2019)****** | Mann Plumbing and Heating (2019) Ltd
GP-2023-02888 | 2023-10-03 | 1455 W 56TH AVENUE, Vancouver, BC V6P 1R6 | Gas Permit | Residential | New | Issued | Residential - Install 4 boiler, 4 range & 2 BBQ Pipping for 2 BBQ >BP: To construct a two-storey two-family dwelling with two secondary suites ($1,088,750) located in the basement, with a detached accessory building (garage) at the rear providing 2 parking spaces, having vehicular access from the lane. | JOT MECHANICAL LTD
SP-2023-01556 | 2023-08-25 | 1455 W 56TH AVENUE, Vancouver, BC V6P 1R6 | Sprinkler Permit | Residential | New | Issued | Residential - New sprinkler system >BP: To construct a two-storey two-family dwelling with two secondary suites located in the basement, with a detached accessory building (garage) at the rear providing 2 parking spaces, having vehicular access from the lane. The entire building, INCLUDING THE ATTACHED GARAGE (if applicable), to be sprinklered to 2 x NFPA 13D. Note: This is a 2 storey building pursuant to the Zoning and Development By-Law Note: Covenant to be registered prior to sheathing inspection. 1. No strata titling permitted 2. A/C units proposed in rear yard 3. No Bar sinks proposed 4. Schedule B: Wei Zheng Su (778.707.7360) Structural & Geotechnical 5. HPO: Residential Builder - T J Construction Ltd | Haven Fire Protection Ltd
EP-2023-08460 | 2023-09-19 | 1455 W 56TH AVENUE, Vancouver, BC V6P 1R6 | Electrical Permit | Residential | New | Issued | Installation / Repair - Residential - Low voltage - telephone, data, and alarm wiring. >BP: To construct a two-storey two-family dwelling with two secondary suites located in the basement, with a detached accessory building (garage) at the rear providing 2 parking spaces, having vehicular access from the lane. The entire building, INCLUDING THE ATTACHED GARAGE (if applicable), to be sprinklered to 2 x NFPA 13D. Note: This is a 2 storey building pursuant to the Zoning and Development By-Law Note: Covenant to be registered prior to sheathing inspection. 1. No strata titling permitted 2. A/C units proposed in rear yard 3. No Bar sinks proposed 4. Schedule B: Wei Zheng Su (778.707.7360) Structural & Geotechnical 5. HPO: Residential Builder - T J Construction Ltd | JRL Access Control Ltd
EP-2023-02259 | 2023-03-16 | 1492 W 56TH AVENUE, Vancouver, BC V6P 1R7 | Electrical Permit | Residential | Tenant Improvement | Completed | Installation / Repair - Residential - Make Repairs to home: 1) We are repairing the Grounding/Bonding no change to service. 2) Work without permits was not performed by R. Raven Electric. 3) Scope of work. Repair branch circuits or add branch circuits as needed. Add smoke alarms. Repair service. Add light and 3 way switching for stairway. Re-wire garage. | Raymond D Raven
GP-2023-01047 | 2023-03-25 | 1492 W 56TH AVENUE, Vancouver, BC V6P 1R7 | Gas Permit | Residential | New | Completed | Residential - High efficiency furnace installed to replace existing furnace | Errington Mechanical Ltd
SP-2021-00011 | 2022-09-27 | 621 W 57TH AVENUE, Vancouver, BC | Sprinkler Permit | Commercial | Renovation | Completed | Commercial - For sprinkler system alterations to the 2019 VBBL and NFPA 13, 2013 for the installation of eight (8) new six (6) in. Watts 757 Double Check Valve Assemblies, and the replacement of eight (8) existing Dry Pipe Valves with eight (8) new dry pipe valves. Notes: 1. Permit reviewed during COVID-19 pandemic. 2. Sprinkler engineer Moises De Alba, P.Eng. of AME Group. T: 604 684 5995 | Frontier Fire Protection Ltd
EP-2022-01794 | 2022-03-07 | 621 W 57TH AVENUE, Vancouver, BC | Electrical Permit | Commercial | NULL | Expired | Annual / Operating - All electrical work that falls under the guidelines of the annual operating permit. (Annual / Operating) Renewal of EP-2021-03141 Valid: March 25, 2022 to March 24, 2023 | Ino-Tek Electric Ltd.
EP-2023-03600 | 2023-04-26 | 621 W 57TH AVENUE, Vancouver, BC | Electrical Permit | Commercial | NULL | Issued | Annual / Operating - All electrical work that falls under the guidelines of the annual operating permit. (Annual / Operating) Renewal of EP-2022-01794 Valid: March 25, 2023 to March 24, 2024 | Ino-Tek Electric Ltd.
EP-2022-02138 | 2022-03-17 | 2183 W 44TH AVENUE, Vancouver, BC V6M 2G4 | Electrical Permit | Commercial | Addition | Completed | Installation / Repair - Commercial - Upgrade existing ULC Silent Knight panel. No mag locks | PALADIN TECHNOLOGIES INC
EP-2022-03293 | 2022-04-27 | 2380 W 47TH AVENUE, Vancouver, BC V6M 2N2 | Electrical Permit | Residential | Renovation | Completed | Installation / Repair - Residential - Installation of a DCC-12 controller for power to an EV charger in front yard. Attached are the specs for the DCC12 controller. It doesn’t share, it senses when 80% of the main breaker’s value has been exceeded then shuts the load off. | Wespac Electrical Contractor Ltd
GP-2023-00193 | 2023-01-17 | 2380 W 47TH AVENUE, Vancouver, BC V6M 2N2 | Gas Permit | Residential | New | Issued | Residential - Install one natural gas fireplace | Vancouver Gas Fireplaces Ltd
PP-2023-00240 | 2023-01-24 | 2541 W 47TH AVENUE, Vancouver, BC V6N 3N5 | Plumbing Permit | Residential | Renovation | Completed | Residential - Remove and replace Draintile system Relocate sump tank Separate storm and sanitary to property line | O'REILLY DRAIN SERVICE LTD
PP-2023-01475 | 2023-04-26 | 2541 W 47TH AVENUE, Vancouver, BC V6N 3N5 | Plumbing Permit | Residential | New | Completed | Residential - To install a DCVA for lawn irrigation. >BP: Exterior and interior alterations to provide improvements to this existing single detached house on this site. Scope of work includes renovations of two 3-pc bathrooms, one kitchen, and new drywall/flooring through the house. Removal of one window on East side. | University Sprinkler Systems Incorporated
PP-2023-02275 | 2023-06-27 | 2541 W 47TH AVENUE, Vancouver, BC V6N 3N5 | Plumbing Permit | Residential | Renovation | Completed | Residential - moving the location of fixtures in main floor bathroom >BP: CF-2023-000560 Exterior and interior alterations to provide improvements to this existing single detached house on this site. Scope of work includes removal of the basement range and all associated wiring up to the supply breaker, updating two 3-pc bathrooms and the upper kitchen, new walls and flooring in the basement and new flooring in the upper. Removal of one window on East side. June 29/2023-AMEND Add a main floor kitchen sink, and a downstairs autowash | Harry Dash Plumbing Ltd
EP-2023-05799 | 2023-07-12 | 2541 W 47TH AVENUE, Vancouver, BC V6N 3N5 | Electrical Permit | Residential | Renovation | Completed | Installation / Repair - Residential - Whole home re-wire, new electrical service, heat pump wiring. -The service will be increased to 200 amps on the North west corner replacing the current 100 amp service Load calculations required for service inspection. >BP: CF-2023-000560 Exterior and interior alterations to provide improvements to this existing single detached house on this site. Scope of work includes removal of the basement range and all associated wiring up to the supply breaker, updating two 3-pc bathrooms and the upper kitchen, new walls and flooring in the basement and new flooring in the upper. Removal of one window on East side. Ok for Field Review as per Kirat Kang - April 6, 2023 REUP submitted by Arman Masoumi of JRG Building Engineering, 778-323-4203. This permit is for alterations as shown in plans only. Any unauthorized work on this site, existing or otherwise, is neither recognized nor approved and may be subject to enforcement action. | Balsam Electric Ltd
EP-2023-06362 | 2023-07-14 | 2541 W 47TH AVENUE, Vancouver, BC V6N 3N5 | Electrical Permit | Residential | Addition | Completed | Installation / Repair - Residential - Installation of Security Alarm, Telephone, Data and Cable, Doorbell and Speakers. >BP: CF-2023-000560 Exterior and interior alterations to provide improvements to this existing single detached house on this site. Scope of work includes removal of the basement range and all associated wiring up to the supply breaker, updating two 3-pc bathrooms and the upper kitchen, new walls and flooring in the basement and new flooring in the upper. Removal of one window on East side. Ok for Field Review as per Kirat Kang - April 6, 2023 REUP submitted by Arman Masoumi of JRG Building Engineering, 778-323-4203. This permit is for alterations as shown in plans only. Any unauthorized work on this site, existing or otherwise, is neither recognized nor approved and may be subject to enforcement action. | Torrent Technologies Ltd
GP-2022-01641 | 2022-05-30 | 232 W 46TH AVENUE, Vancouver, BC V5Y 2X3 | Gas Permit | Residential | Renovation | Completed | Residential - Replaced furnace | Mainland Plumbing & Heating
EP-2023-11310 | 2024-01-18 | 233 W 46TH AVENUE, Vancouver, BC V5Y 2X2 | Electrical Permit | Residential | Addition | Issued | Installation / Repair - Residential - service upgrade to 400 amps | Quinn D Pearson
GP-2023-02600 | 2023-09-07 | 256 W 46TH AVENUE, Vancouver, BC V5Y 2X3 | Gas Permit | Residential | Tenant Improvement | Completed | Residential - 1 Water Heater To replace the original water heater whose efficiency is getting lower because of age with a new high efficiency water heater | Oasis Plumbing and Heating Limited
GP-2023-03587 | 2023-11-17 | 267 W 46TH AVENUE, Vancouver, BC V5Y 2X2 | Gas Permit | Residential | Tenant Improvement | Issued | Residential - re and re furnace | Moore & Russell Heating Ltd
EP-2022-06429 | 2022-08-02 | 267 W 46TH AVENUE, Vancouver, BC V5Y 2X2 | Electrical Permit | Residential | Renovation | Completed | Installation / Repair - Residential - Move service from main house to new laneway house, service stays same at 100 amp -new LWH address: Building 2 #3 - 267 W 46th Av - Laneway House | O J ELECTRIC LTD
PP-2023-02156 | 2023-06-19 | 139 W 47TH AVENUE, Vancouver, BC V5Y 2Y1 | Plumbing Permit | Residential | New | Issued | Residential - Sentry and storm con with sump | AKAL DEMOLITION & EXCAVATING LTD
EP-2023-02683 | 2023-03-29 | 139 W 47TH AVENUE, Vancouver, BC V5Y 2Y1 | Electrical Permit | Residential | New | Issued | Temporary Power - Residential - To provide temporary power. NOTE: Work authorized by this permit is for placement of a temporary power pole only and does not authorize any site construction and/or excavation. A separate Building Permit will be required prior to commencement of any other work on this site. | SAAB ELECTRIC LTD
EP-2023-08855 | 2023-10-23 | 139 W 47TH AVENUE, Vancouver, BC V5Y 2Y1 | Electrical Permit | Residential | New | Issued | Installation / Repair - Residential - New electrical wiring and service **Amend 01/08/2024** The main service is 400A , which is 200A for main house (this permit, EP-2023-08855) and 125A for laneway house (under EP-2023-08969) >BP: To construct a 2 storey single detached house with a secondary suite located in the Basement ($703,385.00) with an open parking pad, providing 1 parking space, having vehicular access from the 20' Lane. 1. Covenant registered at the Land Title Office under CB412951 2. No Strata Titling permitted 3. External mechanical unit located in the rear yard, Interior component located in the closet on the second floor. 4. Bar sink located in not proposed. 5. Schedule B: (Md. Shahidul Alam) P.Eng (604.653.7475) Structural+Geotechnical 6. HPO: Residential Builder- (AVS Developments Ltd.) Note: This is a 2 storey building pursuant to the Zoning and Development By-Law Mechanical Permit *An approved mechanical permit is required for the installation of air conditioning or heat pump unit at the time of installation before an electrical inspection will be performed ***This permit is issued under the VBBL 2019, with updated energy requirements as per bylaw # 12997 effective Jan 01, 2022.*** | SAAB ELECTRIC LTD
EP-2023-08969 | 2023-10-23 | 139 W 47TH AVENUE, Vancouver, BC V5Y 2Y1 | Electrical Permit | Residential | New | Issued | Installation / Repair - Residential - New Electrical wiring for laneway electric heat only in laneway.\ Main service 400 amps Main house 200 Laneway 125 **Amend 01/08/2024** The main service is 400A , which is 200A for main house (under EP-2023-08855) and 125A for laneway house (this permit, EP-2023-08969) >BP: To construct a 2 storey laneway house building ($160,822.00) with an attached garage and 1 open parking pad, providing a total of 3 parking spaces , having vehicular access from the 20' Lane. Note: This is a 1 ½ storey building pursuant to the Zoning & Development By-law. 1. Covenant registered at the Land Title Office under CB412951 2. No Strata Titling permitted 3. External mechanical unit located in rear yard, Interior component located on upper floor main dwelling only. 4. Schedule B: (Md. Shahidul Alam) P.Eng (604.653.7475) Structural+Geotechnical 5. HPO: Residential Builder- (AVS Developments Ltd.) NOTE: To achieve the required FSR. A floor space exclusion of 3% has been applied to this application as per section 11.24.18 of the district schedule, to accommodate improved building performance. *NEW HOUSE* Note: See DB-2022-05381 for Bldg 1 on site (principal bldg). ***This permit is issued under the VBBL 2019, with updated energy requirements as per bylaw # 12997 effective Jan 01, 2022.*** | SAAB ELECTRIC LTD
EP-2023-09638 | 2023-11-03 | 139 W 47TH AVENUE, Vancouver, BC V5Y 2Y1 | Electrical Permit | Residential | New | Issued | Installation / Repair - Residential - tv,telephone,security alarm prewire and complete >BP: To construct a 2 storey single detached house with a secondary suite located in the Basement ($703,385.00) with an open parking pad, providing 1 parking space, having vehicular access from the 20' Lane. 1. Covenant registered at the Land Title Office under CB412951 2. No Strata Titling permitted 3. External mechanical unit located in the rear yard, Interior component located in the closet on the second floor. 4. Bar sink located in not proposed. 5. Schedule B: (Md. Shahidul Alam) P.Eng (604.653.7475) Structural+Geotechnical 6. HPO: Residential Builder- (AVS Developments Ltd.) Note: This is a 2 storey building pursuant to the Zoning and Development By-Law Note: As shown by an asterisk (*) on the building permit floor plans and/or elevations, exit protection is required to be provided in accordance with Articles 9.9.4.4., 9.9.4.6., and/or 9.37.2.8. of the 2019 VBBL. ** Note: Parking for the site has been provided under the Laneway House Permit DB-2022-05382 ** ***This permit is issued under the VBBL 2019, with updated energy requirements as per bylaw # 12997 effective Jan 01, 2022.*** | Tvisha Technologies Ltd
GP-2023-03220 | 2023-10-26 | 139 W 47TH AVENUE, Vancouver, BC V5Y 2Y1 | Gas Permit | Residential | New | Issued | Residential - 2 Ranges & 2 BBQ's There is pipping for 1 range 1 BBQ's >BP: To construct a 2 storey single detached house with a secondary suite located in the Basement ($703,385.00) with an open parking pad, providing 1 parking space, having vehicular access from the 20' Lane. **Amendment - November 03, 2023 - changed 2 Dryers to 2 BBQ's | JOT MECHANICAL LTD
MP-2023-01650 | 2023-09-08 | 139 W 47TH AVENUE, Vancouver, BC V5Y 2Y1 | Mechanical Permit | NULL | NULL | Issued | NULL | Ultra Mechanical Ltd
PP-2023-03071 | 2023-08-30 | 139 W 47TH AVENUE, Vancouver, BC V5Y 2Y1 | Plumbing Permit | Residential | New | Issued | Residential - 1FD+SS - #1 & #2 - Plumbing & heating >DB: To construct a 2 storey single detached house with a secondary suite located in the Basement with an open parking pad, providing 1 parking space, having vehicular access from the 20' Lane. 1. Covenant registered at the Land Title Office under CB412951 2. No Strata Titling permitted 3. External mechanical unit located in the rear yard, Interior component located in the closet on the second floor. 4. Bar sink located in not proposed. Note: This is a 2 storey building pursuant to the Zoning and Development By-Law ***This permit is issued under the VBBL 2019, with updated energy requirements as per bylaw # 12997 effective Jan 01, 2022.*** | Rav United Plumbing and Heating Ltd
SP-2023-02192 | 2023-12-05 | 139 W 47TH AVENUE, Vancouver, BC V5Y 2Y1 | Sprinkler Permit | Residential | New | Issued | Residential - 1FD+SS - #1 & #2 - Install sprinklers in sfd >DB: To construct a 2 storey single detached house with a secondary suite located in the Basement with an open parking pad, providing 1 parking space, having vehicular access from the 20' Lane. 1. Covenant registered at the Land Title Office under CB412951 2. No Strata Titling permitted 3. External mechanical unit located in the rear yard, Interior component located in the closet on the second floor. 4. Bar sink located in not proposed. Note: This is a 2 storey building pursuant to the Zoning and Development By-Law ***This permit is issued under the VBBL 2019, with updated energy requirements as per bylaw # 12997 effective Jan 01, 2022.*** AMEND: DEC 11/2023 Revised drawing from engineer | Gold Key Fire Protection Ltd
EP-2023-10354 | 2023-12-11 | 276 W 48TH AVENUE, Vancouver, BC V5Y 2Y8 | Electrical Permit | Residential | Addition | Issued | Installation / Repair - Residential - Teck Cable installation for New Service to Main House re connect exisiting house to new laneway. | AMTEK Electric Ltd
GP-2022-01972 | 2022-06-30 | 3716 W 50TH AVENUE, Vancouver, BC V6N 3V5 | Gas Permit | Residential | Tenant Improvement | Completed | Residential - Re & Re Gas Water heater | Montalbano Plumbing Services Ltd
PP-2022-02307 | NULL | 3716 W 50TH AVENUE, Vancouver, BC V6N 3V5 | Plumbing Permit | Residential | NULL | Draft | Residential - Re & Re Domestic Gas Water heater | Montalbano Plumbing Services Ltd
EP-2023-05353 | 2023-06-14 | 3752 W 50TH AVENUE, Vancouver, BC V6N 3V5 | Electrical Permit | Residential | Renovation | Issued | Temporary Power - Residential - To provide temporary power. | WESTPEAK ELECTRICAL LTD
PP-2023-04049 | 2023-11-17 | 3752 W 50TH AVENUE, Vancouver, BC V6N 3V5 | Plumbing Permit | Residential | Renovation | Issued | Residential - Renovation of bathrooms and kitchen >BP: Exterior and interior alterations to add a covered porch to the front entrance, remove interior partitions and alter the layout on both main and 2nd floors, and reconstruct the roof deck at the rear of this existing single detached house | Greywater Plumbing And Heating Inc
GP-2023-04018 | 2023-12-14 | 3752 W 50TH AVENUE, Vancouver, BC V6N 3V5 | Gas Permit | Residential | Renovation | Issued | Residential - 1 Range, 1 Boiler, 1 BBQ & 1 Fireplace >BP: Exterior and interior alterations to add a covered porch to the front entrance, remove interior partitions and alter the layout on both main and 2nd floors, and reconstruct the roof deck at the rear of this existing single detached house | Greywater Plumbing And Heating Inc
EP-2024-00457 | 2024-01-26 | 3752 W 50TH AVENUE, Vancouver, BC V6N 3V5 | Electrical Permit | Residential | New | Issued | Installation / Repair - Residential - ¦ 1FD- 200A SERVICE UPGRADE ¦ RENO ¦ New 200 amp service, new extra low voltage service, all new wiring as power CEC 2018. 120 volt smokes throughout. Dimmers throughout. 30 amp heat pump. *An approved mechanical permit is required for the installation of air conditioning or heat pump unit before a final electrical inspection will be performed >BP: Exterior and interior alterations to add a covered porch to the front entrance, remove interior partitions and alter the layout on both main and 2nd floors, and reconstruct the roof deck at the rear of this existing single detached house Note: Parking in the required front yard is not permitted. | WESTPEAK ELECTRICAL LTD
GP-2022-00196 | 2022-01-21 | 3789 W 50TH AVENUE, Vancouver, BC V6N 3V4 | Gas Permit | Residential | Renovation | Completed | Residential - bosch 36" gas cook top | Han Appliances & Refrigeration Ltd
EP-2022-08401 | 2022-10-06 | 638 W 51ST AVENUE, Vancouver, BC V6P 1C1 | Electrical Permit | Residential | Addition | Completed | Installation / Repair - Residential - Emergency Repair to re-attach emily knob that has come off of the house. Screw in new emily knob for BC Hydro, inspect wiring, get inspection and copy for BC Hydro so they can re-connect to the house -We are not touching the service, just screwing in a new emily knob into the structure corner of the building, Emergency repair for BC Hydro | Mott Electric General Partnership
EP-2022-00537 | 2022-01-27 | 663 W 51ST AVENUE, Vancouver, BC V6P 1B9 | Electrical Permit | Residential | Renovation | Completed | Installation / Repair - Residential - -upgrade 100A overhead service to 200A -replace all existing pot lights to LED pot lights -replace all plugs and switches with new -replace all light fixtures with new -wire new appliances (same locations) -add co/smoke detectors on every level and in every bedroom -wire new bathroom downstairs -move sub panel over 1' in laundry room for new bathroom wall -rewire family/party room with new outlets for existing but to be updated wet bar -Existing service is 120/240V 100A 1Ph Upgrading service to 120/240V 200A 1Ph | TZ Electric Ltd
EP-2022-00686 | NULL | 663 W 51ST AVENUE, Vancouver, BC V6P 1B9 | Electrical Permit | Residential | Renovation | Application Incomplete | Installation / Repair - Residential - Relocate low voltage alarm wiring | Columbia Security Systems & Surveillance Inc
PP-2022-00315 | 2022-02-01 | 663 W 51ST AVENUE, Vancouver, BC V6P 1B9 | Plumbing Permit | Residential | Renovation | Completed | Residential - Bathroom and kitchen renovation, replacement of existing fixtures. | 1st Call Plumbing & Heating Ltd
GP-2023-03117 | 2023-10-18 | 676 W 51ST AVENUE, Vancouver, BC V6P 1C1 | Gas Permit | Residential | Renovation - Dwelling Unit(s) only | Completed | Residential - Installing gas furnace | Reid Brothers Plumbing & Heating Ltd
EP-2022-07115 | 2022-09-09 | 677 W 51ST AVENUE, Vancouver, BC V6P 1B9 | Electrical Permit | Residential | Renovation | Completed | Installation / Repair - Residential - Dedicated Circuit for AC install | Pacific Star Electric Inc
GP-2023-01908 | 2023-06-23 | 2843 W 49TH AVENUE, Vancouver, BC V6N 3S7 | Gas Permit | Residential | Addition | Cancelled | Residential - Cafe 36" Gas Range | Han Appliances & Refrigeration Ltd
EP-2023-04669 | 2023-06-02 | 2898 W 49TH AVENUE, Vancouver, BC V6N 3S8 | Electrical Permit | Residential | Addition | Completed | Installation / Repair - Residential - -Supply and install 30A Breaker in the Main Panel -Supply and install 10AWG 3C NMD90 from the Main Panel following existing cables through rafters to a junction box near the exterior wall -Supply and install 10AWG 3C Teck from junction box to a PVC junction box under the deck -Supply and install 10 AWG RW90 through existing conduit to existing junction box in the garage -Supply and install extension to existing junction box -Supply and install 10 AWG 3C Teck from junction box to Customer supplied EV Charger location -Test connections and commission installation -Tidy site and dispose of garbage correctly and safely | TDR Electric Inc
MP-2023-00100 | 2023-01-26 | 1706 W 58TH AVENUE, Vancouver, BC V6P 1W9 | Mechanical Permit | NULL | NULL | Completed | NULL | 0994152 BC Ltd
GP-2022-02504 | 2022-08-23 | 1706 W 58TH AVENUE, Vancouver, BC V6P 1W9 | Gas Permit | Residential | Tenant Improvement | Completed | Residential - Decommissioning gas furnace | 0994152 BC Ltd
EP-2022-07153 | 2022-08-25 | 1706 W 58TH AVENUE, Vancouver, BC V6P 1W9 | Electrical Permit | Residential | Tenant Improvement | Completed | Installation / Repair - Residential - Electrical to heat pump unit. Note: A mechanical permit is required. | 0994152 BC Ltd
EP-2023-02099 | NULL | 3751 W 51ST AVENUE, Vancouver, BC V6N 3V9 | Electrical Permit | Residential | Tenant Improvement | Withdrawn | Installation / Repair - Residential - Porsche EV charger installed in garage, off of main panel. #8 R90 wire in 3/4" EMT to 14-50R ARCHAEOLOGICAL IMPACT: If work on this site could lead to the disturbance of soil advise applicant to contact the Provincial Archaeology Branch at 250-953-3334 for necessary permits. In addition, please be advised that reports from an Archaeologist (AIA, AOA) and permits from the First Nations may be necessary prior to the release of your City of Vancouver permits. | Trudel, Daniel, DBA: Electrum Charging Solutions Inc.
GP-2023-02618 | 2023-09-07 | 3883 W 51ST AVENUE, Vancouver, BC V6N 3V9 | Gas Permit | Residential | Renovation | Completed | Residential - replacement of hot water tank to tankless | Heatex Furnace Ltd
EP-2022-04639 | 2022-06-03 | 3895 W 51ST AVENUE, Vancouver, BC V6N 3V9 | Electrical Permit | Residential | New | Completed | Installation / Repair - Residential - TO CONTINUE WORK STARTED BY OTHERS (EP-2017-06433) I am taking over the work from previous Electrical Contractor (MILKYWAY INDUSTRY LTD) to finish the final work. >BP: To construct a three-storey, one-family dwelling ($730,000) with a detached accessory building (garage), at the rear providing 3 parking spaces, having vehicular access from West 51st Ave. Note: This is a 2-1/2 storey building pursuant to the Zoning and Development By-Law 1- Flood Plain Covenant under registration number CA5111742 and CA511743 2- No bar/sink proposed 3- No A/C unit proposed 4- B1/B2. A.C.M. Wang P.Eng (604.618.6236) Structural Schedule B. M.J. Kokan P.Eng (604.439.0922) Geotechnical 5- HPO - Owner Builder - 89270 ******THIS PERMIT HAS BEEN ISSUED UNDER THE REQUIREMENTS OF VBBL 2007 AND THE GREEN HOMES PROGRAM****** ARCHAEOLOGICAL IMPACT: If work on this site could lead to the disturbance of soil advise applicant to contact the Provincial Archaeology Branch at 250-953-3334 for necessary permits. In addition, please be advised that reports from an Archaeologist (AIA, AOA) and permits from the First Nations may be necessary prior to the release of your City of Vancouver permits. | Firmstone Construction Ltd
EP-2022-02186 | 2022-03-22 | 642 W 52ND AVENUE, Vancouver, BC V6P 1G2 | Electrical Permit | Residential | Renovation | Completed | Installation / Repair - Residential - 200A service upgrade and wiring for secondary suite in the basement. >BP: Interior alterations to change of use from one family dwelling to one family dwelling with a secondary suite on this site. Scope of work includes adding new sink Address Note: #1 - 642 W 52nd Av - basement, North side (sec suite) #2 - 642 W 52nd Av - basement, South side, 1st storey (1FD) Addresses assigned per the approved plans, Fire and Emergency street access (walkway) to the secondary suite is from the East side. Street access must be provided & maintained at all times and the building addresses posted to be visible from the street in accordance with the Building By-law prior to Final Inspection. Ok for field review per Jamie Zhang, Aug.24/21 Letters of assurance submitted: Sch B (Arch): K. Ito, 604.205.5222 Note: - Energy upgrade triggers (REUP): Attic insulation & EV charger - No strata-titling will be permitted. - This is a two-storey building pursuant to the Zoning and Development By-law - An annual Vancouver Business License must be obtained prior to rental of either the principal dwelling unit or secondary suite - Smoke alarms to be installed in conformance with Vancouver Building Bylaw subsections 3.2.4 and 9.10.19 - CO alarms to be installed in conformance with Vancouver Building Bylaw subsections 6.2.4 and 9.32.4 | John Scott Wilson DBA JSW Electric
PP-2022-00942 | 2022-03-22 | 642 W 52ND AVENUE, Vancouver, BC V6P 1G2 | Plumbing Permit | Residential | Renovation | Completed | Residential - 1FD+SS - #1 & #2 - Basement reno for bathroom and laundry Interior alterations to change of use from one family dwelling to one family dwelling with a secondary suite on this site. Scope of work includes adding new sink | Infinity Pacific Mechanical Ltd
NULL | NULL | 725 W 52ND AVENUE, Vancouver, BC V6P 1G5 | Electrical Permit | Residential | Tenant Improvement | Withdrawn | Installation / Repair - Residential - Service upgrade from 100 amps to 200 amps. Electrical install of AC. | Moore And Russell Heating And Air Conditioning Ltd
GP-2022-02985 | 2022-10-04 | 738 W 52ND AVENUE, Vancouver, BC V6P 1G4 | Gas Permit | Residential | Tenant Improvement | Completed | Residential - replace old gas fireplace | Campbell Care Plumbing, Heating & Air Ltd.
GP-2022-03863 | 2022-12-05 | 816 W 52ND AVENUE, Vancouver, BC V6P 1G8 | Gas Permit | Residential | Renovation | Completed | Residential - Furnace replacement | Angels Heating & Cooling Ltd
EP-2023-03932 | NULL | 876 W 52ND AVENUE, Vancouver, BC V6P 1H1 | Electrical Permit | Residential | Renovation | Submitted | Installation / Repair - Residential - Upgrading service to 240V 400A 1 phase. Wiring for the house renovation. -The existing service is 240V 100A 1phase >BP: To change the use from single-detached house to single-detached house with secondary suite and to alter the exterior and interior to provide improvements. | JUN ZENG
EP-2022-02675 | 2022-04-04 | 925 W 52ND AVENUE, Vancouver, BC V6P 1H2 | Electrical Permit | Residential | Renovation | Completed | Installation / Repair - Residential - Main floor - Remove and re-install kitchen outlets and lighting - Install new lighting and outlets in Washroom only 2nd floor - Remove and install lighting and outlets in washroom Only Basement - Remove kitchen outlets only Electrical Service - Upgrade electrical service from 100Amp to 200Amp 1phase >>BP: To permit exterior/interior alterations to this existing One Family Dwelling on this site Scope of work to include: remove kitchen in basement, deconstruct interior walls, renovate kitchen, construct new washrooms on main and upper floors, new deck in rear yard, re&re windows, new roof and extend roof over front entry porch, replace exterior entry stairs/railings | Allone Electric Ltd
GP-2022-01044 | 2022-04-04 | 925 W 52ND AVENUE, Vancouver, BC V6P 1H2 | Gas Permit | Residential | Renovation | Completed | Residential - Replace high efficiency boiler with indirect hot water tank | Green Earth Plumbing and Heating Ltd
PP-2022-01139 | 2022-04-04 | 925 W 52ND AVENUE, Vancouver, BC V6P 1H2 | Plumbing Permit | Residential | Renovation | Completed | Residential - Rough-in and finish installation To permit exterior/interior alterations to this existing One Family Dwelling on this site Scope of work to include: remove kitchen in basement, deconstruct interior walls, renovate kitchen, construct new washrooms on main and upper floors, new deck in rear yard, re&re windows, new roof and extend roof over front entry porch, replace exterior entry stairs/railings | Green Earth Plumbing and Heating Ltd
EP-2023-03493 | 2023-04-25 | 925 W 52ND AVENUE, Vancouver, BC V6P 1H2 | Electrical Permit | Residential | Renovation | Completed | Installation / Repair - Residential - Security Alarm finishing >BP: To permit exterior/interior alterations to this existing One Family Dwelling on this site Scope of work to include: remove kitchen in basement, deconstruct interior walls, renovate kitchen, construct new washrooms on main and upper floors, new deck in rear yard, re&re windows, new roof and extend roof over front entry porch, replace exterior entry stairs/railings | AIGO TECHNOLOGY INC
GP-2023-03834 | 2023-12-03 | 1368 W 54TH AVENUE, Vancouver, BC V6P 1N6 | Gas Permit | Residential | New | Completed | Residential - gas cooktop re/re | Super Tech Appliances Installation Ltd
EP-2022-04725 | 2022-09-08 | 3561 W 5TH AVENUE, Vancouver, BC V6R 1S1 | Electrical Permit | Residential | New | Completed | Installation / Repair - Residential - Installation of solar PV modules using AP System YC 600 micro inverters. >BP: Exterior alterations only to provide for the installation of twelve (12) flush mounted solar panels on the west portion of the existing roof and sixteen (16) flush mounted solar panels on the east portion of the existing roof, at this existing Multiple Conversion Dwelling building containing two (2) dwelling units. >>Amend: Sept. 28 -Wrong BUS rating on Appendix B, amended on form. >>Amend: Oct. 14th -contractor declaration form uploaded >>>>Amend: Oct. 25th -BUS Rating and AMP updated on paperwork for approval of partial inspection. | Rikur Energy Inc.
NULL | NULL | 3561 W 5TH AVENUE, Vancouver, BC V6R 1S1 | Electrical Permit | Residential | New | Withdrawn | Installation / Repair - Residential - Installation of solar PV modules on roof space using micro inverters. | Rikur Energy Inc.
EP-2023-07378 | 2023-08-14 | 3616 W 5TH AVENUE, Vancouver, BC V6R 1S2 | Electrical Permit | Residential | Addition | Issued | Installation / Repair - Residential - Tv, data, cctv and security alarm installation. >BP: Exterior and interior alterations to restore the front porch, lower the basement slab to create adequate headroom on the ground floor, convert the lower floor to a secondary suite and to add a new rear deck off the second floor for this existing one family dwelling on this inside with lane site. PS-2021-00626 - confirmed with Shadi that okay for DB need to check the building depth (max 50%) The building must be sprinklered to NFPA 13D standards Structural Schedule B submitted by Min Park - P. Eng - 778.836.7221 REUP submitted by Peter Cho, City Green Solutiions Note: - No strata titling is permitted. - This is a two-storey building pursuant to the Zoning and Development By-law. - An annual Vancouver Business License must be obtained prior to the rental of this approved one-family dwelling and/or secondary suite on this site. - Install interconnected, hardwired, 120 volt smoke alarms with battery back-up and silencing feature, in each sleeping unit and within 5 m outside each sleeping area on each storey as per Building By-law 9.1019. - Install carbon monoxide alarm as per Building By-la 9.32.4.2. & Bulletin 2007-007-BU/EL. - Upgrade work under Part 11 (based on value of work - energuide related 11.2.1.1.4). | CJ Security & Communication Ltd
SP-2023-01474 | 2023-08-11 | 3616 W 5TH AVENUE, Vancouver, BC V6R 1S2 | Sprinkler Permit | Residential | New | Issued | Residential - 1FD+SS - #1 & #2 - New fire sprinkler installation >DB: Exterior and interior alterations to restore the front porch, lower the basement slab to create adequate headroom on the ground floor, convert the lower floor to a secondary suite and to add a new rear deck off the second floor for this existing one family dwelling on this inside with lane site. | Spectrum Fire Protection Ltd
GP-2023-03139 | 2023-10-19 | 3616 W 5TH AVENUE, Vancouver, BC V6R 1S2 | Gas Permit | Residential | New | Issued | Residential - 1 gas fireplace >BP: Exterior and interior alterations to restore the front porch, lower the basement slab to create adequate headroom on the ground floor, convert the lower floor to a secondary suite and to add a new rear deck off the second floor for this existing one family dwelling on this inside with lane site. | Flame Co Heating Services Ltd
PP-2023-01249 | 2023-04-11 | 3616 W 5TH AVENUE, Vancouver, BC V6R 1S2 | Plumbing Permit | Residential | Renovation | Issued | Residential - 3 FLOOR HOUSE_BASEMENT, 1ST FLOOR, 2ND FLOOR ALL FIXTURES ARE NEW ONE. >BP: Exterior and interior alterations to restore the front porch, lower the basement slab to create adequate headroom on the ground floor, convert the lower floor to a secondary suite and to add a new rear deck off the second floor for this existing one family dwelling on this inside with lane site. May 10/2023-AMEND - delete fixture for inside sump. | Ezaid Plumbing and Heating Ltd
EP-2023-01760 | 2023-03-01 | 3616 W 5TH AVENUE, Vancouver, BC V6R 1S2 | Electrical Permit | Residential | Renovation | Issued | Temporary Power - Residential - To provide temporary power. | NSK Electric Ltd
EP-2023-01669 | 2023-02-28 | 3616 W 5TH AVENUE, Vancouver, BC V6R 1S2 | Electrical Permit | Residential | Renovation | Issued | Installation / Repair - Residential - It is a total renovation project for a detached house. New 200 amp service will be installed, and new wire for branch circuits for lighting, receptacles, and appliances will be pulled from the new electrical panel for the entire house. >Permit Amendment Nov 16, 2023 -"A 2 gang metersocket will be installed on the exterior wall of the garage located at the back of the lot. One is for the main unit, and the other is for the rental suite. The electrical panel for the main unit is to be installed in the garage, and the one for the rental suite is to be installed in the suite" >BP: Exterior and interior alterations to restore the front porch, lower the basement slab to create adequate headroom on the ground floor, convert the lower floor to a secondary suite and to add a new rear deck off the second floor for this existing one family dwelling on this inside with lane site. The building must be sprinklered to NFPA 13D standards Structural Schedule B submitted by Min Park - P. Eng - 778.836.7221 REUP submitted by Peter Cho, City Green Solutiions Note: - No strata titling is permitted. - This is a two-storey building pursuant to the Zoning and Development By-law. - An annual Vancouver Business License must be obtained prior to the rental of this approved one-family dwelling and/or secondary suite on this site. - Install interconnected, hardwired, 120 volt smoke alarms with battery back-up and silencing feature, in each sleeping unit and within 5 m outside each sleeping area on each storey as per Building By-law 9.1019. - Install carbon monoxide alarm as per Building By-la 9.32.4.2. & Bulletin 2007-007-BU/EL. - Upgrade work under Part 11 (based on value of work - energuide related 11.2.1.1.4). | NSK Electric Ltd
MP-2023-00943 | 2023-05-31 | 3616 W 5TH AVENUE, Vancouver, BC V6R 1S2 | Mechanical Permit | NULL | NULL | Issued | NULL | Ezaid Plumbing and Heating Ltd
GP-2023-01649 | 2023-05-30 | 3616 W 5TH AVENUE, Vancouver, BC V6R 1S2 | Gas Permit | Residential | Renovation | Issued | Residential - 1 Stove, 1 BBQ, 1 Boiler, 1 Fire Pit & 1 Fire Place >BP: Exterior and interior alterations to restore the front porch, lower the basement slab to create adequate headroom on the ground floor, convert the lower floor to a secondary suite and to add a new rear deck off the second floor for this existing one family dwelling on this inside with lane site. *Amendment - August 30, 2023 - Add 1 Fireplace Rough In and 1 Fire Pit Rough In | Ezaid Plumbing and Heating Ltd
GP-2022-01200 | 2022-04-18 | 4404 W 5TH AVENUE, Vancouver, BC V6R 1S5 | Gas Permit | Residential | Renovation | Completed | Residential - Re/Re Boiler >>> Amend: May 11th address should be: 4404 W 5th Ave | Lambert Plumbing & Heating Ltd
GP-2023-01435 | 2023-05-03 | 4411 W 5TH AVENUE, Vancouver, BC V6R 1S4 | Gas Permit | Residential | Renovation | Completed | Residential - Boiler re&re | Ferenc Nagy
GP-2022-00920 | 2022-03-24 | 4420 W 5TH AVENUE, Vancouver, BC V6R 1S5 | Gas Permit | Residential | New | Completed | Residential - Install one natural gas fireplace | Vancouver Gas Fireplaces Ltd
EP-2023-03181 | 2023-04-13 | 749 W 48TH AVENUE, Vancouver, BC V5Z 2S2 | Electrical Permit | Residential | New | Issued | Installation / Repair - Residential - Structured wiring, security alarm installation, surveillance system, intercom system, audio system, LV lighting system. >BP: To construct a 2 storey + basement one-family dwelling with a secondary suite ($1,188,500) located in the basement. Note: Parking for the site has been provided under DB-2021-02751 (Laneway House) Note: This is a 2 storey building pursuant to the Zoning and Development By-Law 1- Covenant registered at the Land Title Office under CA9800640 2- No strata titling permitted 3- No Bar sink proposed 4- No A/C unit proposed 5- Schedule B: K.T.C. Nguyen, P.Eng (604.326.2701) Structural & Geotechnical 6- HPO: Residential Builder - Seraglio Homes Ltd | Vancouver Audiospace Home Control Ltd
EP-2022-03351 | 2022-04-26 | 749 W 48TH AVENUE, Vancouver, BC V5Z 2S2 | Electrical Permit | Residential | New | Expired | Temporary Power - Residential - To provide temporary power. NOTE: Work authorized by this permit is for placement of a temporary power pole only and does not authorize any site construction and/or excavation. A separate Building Permit will be required prior to commencement of any other work on this site. | AMTEK Electric Ltd
GP-2023-01644 | 2023-05-26 | 749 W 48TH AVENUE, Vancouver, BC V5Z 2S2 | Gas Permit | Residential | New | Issued | Residential - 1 boiler - complete 1 fireplace, 1 firepit, 2 stoves and 1 BBQ -piping only > BP: To construct a 2 storey + basement one-family dwelling with a secondary suite | Ultra Mechanical Ltd
GP-2023-01906 | 2023-06-23 | 749 W 48TH AVENUE, Vancouver, BC V5Z 2S2 | Gas Permit | Residential | New | Issued | Residential - 1 Fireplace Venting and hookup only >BP: To construct a 2 storey + basement one-family dwelling | REAL LIGHTING & FIREPLACES LTD
PP-2023-00568 | 2023-02-16 | 749 W 48TH AVENUE, Vancouver, BC V5Z 2S2 | Plumbing Permit | Residential | New | Issued | Residential - 1FD+SS - #1 & #2 - Plumbing and heating >DB: To construct a 2 storey + basement one-family dwelling with a secondary suite located in the basement. Note: Parking for the site has been provided under DB-2021-02751 (Laneway House) Note: This is a 2 storey building pursuant to the Zoning and Development By-Law 1- Covenant registered at the Land Title Office under CA9800640 2- No strata titling permitted 3- No Bar sink proposed 4- No A/C unit proposed | Above and Beyond Mechanical Inc
EP-2023-03507 | 2023-05-08 | 749 W 48TH AVENUE, Vancouver, BC V5Z 2S2 | Electrical Permit | Residential | New | Issued | Installation / Repair - Residential - Rough in wiring and finishing for single family dwelling with secondary suite and laneway. Main Service 200 A, House main switch 125 A. House heating with Radiant heating (Gas fired boiler) with AC. Laneway House: 100 A main panel: Electrical Base board Heating, 2Car chargers *Building permit to be amended to included installation of heat pump or air conditioning. For building permit inquiries contact: 311 or 604-873-7611 *An approved mechanical permit is required for the installation of air conditioning or heat pump unit at the time of installation before an electrical inspection will be performed >BP: To construct a 2 storey + basement one-family dwelling with a secondary suite ($1,188,500) located in the basement. Note: Parking for the site has been provided under DB-2021-02751 (Laneway House) Note: This is a 2 storey building pursuant to the Zoning and Development By-Law 1- Covenant registered at the Land Title Office under CA9800640 2- No strata titling permitted 3- No Bar sink proposed 4- No A/C unit proposed 5- Schedule B: K.T.C. Nguyen, P.Eng (604.326.2701) Structural & Geotechnical 6- HPO: Residential Builder - Seraglio Homes Ltd Amend May 30, 2023 -"Main House Switch is 150 A" | AMTEK Electric Ltd
EP-2023-03703 | 2023-04-28 | 749 W 48TH AVENUE, Vancouver, BC V5Z 2S2 | Electrical Permit | Residential | New | Issued | Temporary Power - Residential - To provide temporary power. | AMTEK Electric Ltd
SP-2023-00838 | 2023-05-15 | 749 W 48TH AVENUE, Vancouver, BC V5Z 2S2 | Sprinkler Permit | Residential | New | Issued | Residential - New sprinkler system >BP: To construct a 2 storey + basement one-family dwelling with a secondary suite located in the basement. Note: Parking for the site has been provided under DB-2021-02751 (Laneway House) Note: This is a 2 storey building pursuant to the Zoning and Development By-Law 1- Covenant registered at the Land Title Office under CA9800640 2- No strata titling permitted 3- No Bar sink proposed 4- No A/C unit proposed 5- Schedule B: K.T.C. Nguyen, P.Eng (604.326.2701) Structural & Geotechnical 6- HPO: Residential Builder - Seraglio Homes Ltd | Haven Fire Protection Ltd
MP-2023-00515 | 2023-03-28 | 749 W 48TH AVENUE, Vancouver, BC V5Z 2S2 | Mechanical Permit | NULL | NULL | Issued | NULL | Above and Beyond Mechanical Inc
NULL | NULL | 749 W 48TH AVENUE, Vancouver, BC V5Z 2S2 | Mechanical Permit | NULL | NULL | Withdrawn | NULL | NULL
PP-2022-03305 | 2022-09-21 | 749 W 48TH AVENUE, Vancouver, BC V5Z 2S2 | Plumbing Permit | Residential | New | Issued | Residential - SUMPS | BESTWAY EXCAVATING & DEMOLITION 2008 LTD
NULL | NULL | 1068 W 46TH AVENUE, Vancouver, BC V6M 2K1 | Plumbing Permit | Residential | Addition | Draft | Residential - Drain tile | BESTWAY EXCAVATING & DEMOLITION 2008 LTD
PP-2023-03639 | 2023-10-16 | 1068 W 46TH AVENUE, Vancouver, BC V6M 2K1 | Plumbing Permit | Residential | Addition | Issued | Residential - 1FD+SS - Sump, rwl, | BESTWAY EXCAVATING & DEMOLITION 2008 LTD
PP-2023-03640 | 2023-10-16 | 1068 W 46TH AVENUE, Vancouver, BC V6M 2K1 | Plumbing Permit | Residential | Renovation | Issued | Residential - Plumbing Reno >DB: Exterior and interior alterations to provide improvements and to change use from Single Detached House to Single Detached House with a Secondary Suite building on this existing site, adding six new plumbing fixtures. Scope of work includes a new heat pump, extending the exterior south-east basement walls to match the walls above, new windows on the east and west elevations, new footing in the basement, removing a structural column in the family room, changing the single overhead garage door to two overhead doors and the removal of the unapproved rear deck covers. - This building is not sprinklered. | WDR CONTRACTING LTD
EP-2023-09726 | 2023-11-07 | 1068 W 46TH AVENUE, Vancouver, BC V6M 2K1 | Electrical Permit | Residential | Renovation | Issued | Installation / Repair - Residential - Interior alterations to renovate the existing dwelling . 1)Up grade service from 100amp to 200amp 2)lnstall new wiring for main house and secondary suite 3)Install new switches, receptacles, lighting and appliances. >BP: Exterior and interior alterations to provide improvements and to change use from Single Detached House to Single Detached House with a Secondary Suite building on this existing site, adding six new plumbing fixtures. Scope of work includes a new heat pump, extending the exterior south-east basement walls to match the walls above, new windows on the east and west elevations, new footing in the basement, removing a structural column in the family room, changing the single overhead garage door to two overhead doors and the removal of the unapproved rear deck covers. REVISION #1: To assign new addresses. - B. Wong - May 9/23 | Altech Electric Ltd
EP-2022-01254 | 2022-02-16 | 1132 W 46TH AVENUE, Vancouver, BC V6M 2K3 | Electrical Permit | Residential | New | Expired | Temporary Power - Residential - To provide temporary power. Valid Dec 2, 2021 - Dec 1, 2022 Renewal of EP-2021-01129 | Chatha Electrical Services Ltd
EP-2023-07777 | 2023-08-25 | 1132 W 46TH AVENUE, Vancouver, BC V6M 2K3 | Electrical Permit | Residential | New | Issued | Temporary Power - Residential - To provide temporary power. | Chatha Electrical Services Ltd
EP-2023-07776 | 2023-09-25 | 1132 W 46TH AVENUE, Vancouver, BC V6M 2K3 | Electrical Permit | Residential | New | Issued | Installation / Repair - Residential - There was a permit issued for 1132 -W46 ( EP-2019-02692) Which is expired. (reference: CF-2023-000030) This New permit to cover main house and garage wiring and finish. 200amp Duplex meter at the garage. 150Amp for main house and 100amp for lane way house. >BP: To construct a 2 storey + cellar one-family dwelling with a detached accessory building (garage), at the rear providing 4 parking spaces, having vehicular access from the lane. Structural and Geo technical Engineer:Antony Wang (604-618-6236) Note: This is a 2 storey building pursuant to the Zoning and Development By-Law 1- A/C unit proposed at rear yard 2-Bar sink proposed "Combustible projections or roof soffits on an exposing building face shall not project to less than .45m from the property line and shall be in compliance with VBBL 2014 9.10.15.5.(9)" The entire building, INCLUDING THE ATTACHED GARAGE (if applicable), to be sprinklered to NFPA 13D. ******THIS PERMIT HAS BEEN ISSUED UNDER THE REQUIREMENTS OF VBBL 2014 AND THE GREEN HOMES PROGRAM****** This permit has been issued under the requirements of VBBL 2014 and the Green Homes Program | Chatha Electrical Services Ltd
EP-2023-01410 | 2023-03-03 | 1289 W 46TH AVENUE, Vancouver, BC V6M 2K2 | Electrical Permit | Residential | New | Issued | Installation / Repair - Residential - New 2nd 100 AMP to address -the house already has 100 AMP service. the two services are separate from each other. The new service for the two car garage, we plan to install TWOx40 AMP breaker, ONEx15 AMP for the garage doors an ONEx15 AMP for existing garage outlets. (3 outlets) The new service will have its own grounding plate. | Amor Energy Corporation
EP-2023-11213 | 2024-01-23 | 4514 W 4TH AVENUE, Vancouver, BC V6R 1R3 | Electrical Permit | Residential | Renovation | Issued | Installation / Repair - Residential - - service upgrade to 200A - decommission secondary suite - basement renovation/re-wire >BP: Exterior and interior alterations to reconfigure the front entry, add a new front porch, add to the rear of the existing second floor and alter the existing landscaping for this existing three storey one family dwelling on this inside with lane site as approved by the Board of Variance Appeal Z33546 dated January 5, 2010 thereby relaxing the number of storeys, west side yard, rear yard, overall and above grade floor space, building depth and side door REVISION #2: - Change new foyer roof from curved to flat - Reduce sizes of windows in the new front foyer - Change new front exterior stairs from concrete to wood framed B.Wong - Oct 4/22 REVISION #3: - To change the layout of the basement by removing the bar area and adding a bedroom. - To change the structural engineer of record: Schedule B, Structural, Seyed A. Pishvaei, P.Eng, 604-992-9481. B.Wong - Dec 8/23 Letters of assurance submitted by: Structural Schedule B, R. Smith at 604-925-2552 | Cove Power Electrical Enterprises Inc
PP-2023-03384 | 2023-09-28 | 4514 W 4TH AVENUE, Vancouver, BC V6R 1R3 | Plumbing Permit | Residential | Renovation | Issued | Residential - New 3 piece bathroom in basement, new laundry in basement, move hot water tank >BP: Exterior and interior alterations to reconfigure the front entry, add a new front porch, add to the rear of the existing second floor and alter the existing landscaping for this existing three storey one family dwelling on this inside with lane site as approved by the Board of Variance Appeal Z33546 dated January 5, 2010 thereby relaxing the number of storeys, west side yard, rear yard, overall and above grade floor space, building depth and side door REVISION #1: - Change new foyer roof from curved to flat - Reduce sizes of windows in the new front foyer - Change new front exterior stairs from concrete to wood framed B.Wong - Oct 4/22 Dec 15/2023-AMEND replacing hot water tank with combi boiler (boiler added to GP-2023-02770) | PINK PLUMBING GROUP LTD
GP-2023-02770 | 2023-09-27 | 4514 W 4TH AVENUE, Vancouver, BC V6R 1R3 | Gas Permit | Residential | Renovation | Issued | Residential - Move gas to new mech room location >BP: Exterior and interior alterations to reconfigure the front entry, add a new front porch, add to the rear of the existing second floor and alter the existing landscaping for this existing three storey one family dwelling on this inside with lane site as approved by the Board of Variance Appeal Z33546 dated January 5, 2010 thereby relaxing the number of storeys, west side yard, rear yard, overall and above grade floor space, building depth and side door Dec 15/2023-AMEND to add boiler as per PP-2023-03384 amendment (confirmed with DPI) | PINK PLUMBING GROUP LTD
MP-2023-02020 | 2023-11-10 | 4514 W 4TH AVENUE, Vancouver, BC V6R 1R3 | Mechanical Permit | NULL | NULL | Issued | NULL | PINK PLUMBING GROUP LTD
EP-2023-08380 | 2023-10-03 | 4523 W 4TH AVENUE, Vancouver, BC V6R 1R4 | Electrical Permit | Residential | Addition | Completed | Installation / Repair - Residential - -There will be no digging or soil disturbance required for this job -Supply and install 40A Breaker in the Main Panel -Supply and install 8 AWG 3C Teck from the Main Panel, along the exterior of the house and the covered walkway to the Customer Supplied TESLA Wall Connector Location -Test connections and commission installation -Tidy site and dispose of garbage correctly and safely | TDR Electric Inc
EP-2023-02382 | 2023-03-20 | 4530 W 4TH AVENUE, Vancouver, BC V6R 1R3 | Electrical Permit | Residential | New | Issued | Temporary Power - Residential - To provide temporary power. | Castle Electric Inc
PP-2022-02373 | 2022-07-08 | 4530 W 4TH AVENUE, Vancouver, BC V6R 1R3 | Plumbing Permit | Residential | New | Completed | Residential - new house >To construct a 2 storey two-family dwelling Net Zero Home ($793,750.00) with a detached accessory building (garage) and 1 open parking at the rear providing 3 parking spaces, having vehicular access from the lane. 8. No A/C Unit proposed 9. Schedule B: (Mohammadmehdi Mohammadi) P.Eng (604.727.3050) Structural 10. Schedule B: (J.Troy Issigonis) P.Eng (604.770.0355) Geotechnical 11. HPO: Residential Builder- Averra Developments Inc. Note: This is a 2 storey building pursuant to the Zoning and Development By-Law **THIS PERMIT HAS BEEN ISSUED UNDER THE REQUIREMENTS OF VBBL #12511 (2019) ** ****ALL PROJECT COORDINATOR NOTES HAS BEEN ACCEPTED BY THE APPLICANT**** | Cro Plumbing & Heating Ltd
EP-2022-05674 | 2022-07-12 | 4530 W 4TH AVENUE, Vancouver, BC V6R 1R3 | Electrical Permit | Residential | New | Completed | Installation / Repair - Residential - New electrical wiring for a duplex. Main Consumer's Service: 400A. Each Dwelling Unit Service: 200A. 3 Electric Meters and a House Panel. DB: ENTIRE BUILDING TO BE SPRINKLERED TO NFPA 13R STANDARD. This Building Permit will remain in a suspended status until the associated (green) Demolition Permit BP-2021-04828 is completed. To construct a 2 storey two-family dwelling Net Zero Home ($793,750.00) with a detached accessory building (garage) and 1 open parking at the rear providing 3 parking spaces, having vehicular access from the lane. 8. No A/C Unit proposed 9. Schedule B: (Mohammadmehdi Mohammadi) P.Eng (604.727.3050) Structural 10. Schedule B: (J.Troy Issigonis) P.Eng (604.770.0355) Geotechnical 11. HPO: Residential Builder- Averra Developments Inc. Note: This is a 2 storey building pursuant to the Zoning and Development By-Law Address Information: Principle Dwelling #1(North): 4530 W 4 Ave Principle Dwelling #2(South): 4532 W 4 Ave Addresses have been assigned per the approved plans, access to the rear unit is from the North side. This access must be provided & maintained at all times and the building addresses posted to be visible from the street in accordance with the Building By-law. **THIS PERMIT HAS BEEN ISSUED UNDER THE REQUIREMENTS OF VBBL #12511 (2019) ** ****ALL PROJECT COORDINATOR NOTES HAS BEEN ACCEPTED BY THE APPLICANT**** | Castle Electric Inc
PP-2022-02154 | 2022-06-20 | 4530 W 4TH AVENUE, Vancouver, BC V6R 1R3 | Plumbing Permit | Residential | New | Completed | Residential - sump install | Kingsman Excavating Ltd.
SP-2022-01195 | 2022-08-03 | 4530 W 4TH AVENUE, Vancouver, BC V6R 1R3 | Sprinkler Permit | Residential | New | Completed | Residential - Installation of new fire sprinkler system >ENTIRE BUILDING TO BE SPRINKLERED TO NFPA 13R STANDARD. To construct a 2 storey two-family dwelling Net Zero Home ($793,750.00) with a detached accessory building (garage) and 1 open parking at the rear providing 3 parking spaces, having vehicular access from the lane. 8. No A/C Unit proposed 9. Schedule B: (Mohammadmehdi Mohammadi) P.Eng (604.727.3050) Structural 10. Schedule B: (J.Troy Issigonis) P.Eng (604.770.0355) Geotechnical 11. HPO: Residential Builder- Averra Developments Inc. Note: This is a 2 storey building pursuant to the Zoning and Development By-Law Address Information: Principle Dwelling #1(North): 4530 W 4 Ave Principle Dwelling #2(South): 4532 W 4 Ave Addresses have been assigned per the approved plans, access to the rear unit is from the North side. This access must be provided & maintained at all times and the building addresses posted to be visible from the street in accordance with the Building By-law. **THIS PERMIT HAS BEEN ISSUED UNDER THE REQUIREMENTS OF VBBL #12511 (2019) ** ****ALL PROJECT COORDINATOR NOTES HAS BEEN ACCEPTED BY THE APPLICANT**** | Fire Busters Inc
EP-2023-00385 | 2023-04-11 | 4530 W 4TH AVENUE, Vancouver, BC V6R 1R3 | Electrical Permit | Residential | New | Completed | Installation / Repair - Residential - Installation of a solar array on both units >BP: To construct a 2 storey two-family dwelling Net Zero Home ($793,750.00) with a detached accessory building (garage) and 1 open parking at the rear providing 3 parking spaces, having vehicular access from the lane. 8. No A/C Unit proposed 9. Schedule B: (Mohammadmehdi Mohammadi) P.Eng (604.727.3050) Structural 10. Schedule B: (J.Troy Issigonis) P.Eng (604.770.0355) Geotechnical 11. HPO: Residential Builder- Averra Developments Inc. Note: This is a 2 storey building pursuant to the Zoning and Development By-Law **THIS PERMIT HAS BEEN ISSUED UNDER THE REQUIREMENTS OF VBBL #12511 (2019) ** ****ALL PROJECT COORDINATOR NOTES HAS BEEN ACCEPTED BY THE APPLICANT**** Amend: Oct 5, 2023 total value $4500 | Terratek Energy Solutions Inc
EP-2022-02179 | 2022-03-17 | 4530 W 4TH AVENUE, Vancouver, BC V6R 1R3 | Electrical Permit | Residential | New | Expired | Temporary Power - Residential - To provide temporary power. NOTE: Work authorized by this permit is for placement of a temporary power pole only and does not authorize any site construction and/or excavation. A separate Building Permit will be required prior to commencement of any other work on this site. | Castle Electric Inc
EP-2023-00464 | NULL | 2050 W 57TH AVENUE, Vancouver, BC V6P 1V2 | Electrical Permit | Residential | Tenant Improvement | Draft | Temporary Power - Residential - To provide temporary power.. | GLA Constructions Limited
NULL | NULL | 2050 W 57TH AVENUE, Vancouver, BC V6P 1V2 | Electrical Permit | Residential | New | Withdrawn | Temporary Power - Residential - To provide temporary power. | NULL
NULL | NULL | 2050 W 57TH AVENUE, Vancouver, BC V6P 1V2 | Electrical Permit | Residential | New | Draft | Temporary Power - Residential - To provide temporary power. | NULL
PP-2023-01063 | 2023-03-28 | 2050 W 57TH AVENUE, Vancouver, BC V6P 1V2 | Plumbing Permit | Residential | New | Issued | Residential - Sump installation for main house >BP: To construct a two-storey two-family dwelling with one secondary suites located in the basement, with a detached accessory building (garage) and one open parking pad at the rear providing 3 parking spaces, having vehicular access from the lane. | Finest Construction & Renovation Ltd
EP-2023-00694 | 2023-01-26 | 2050 W 57TH AVENUE, Vancouver, BC V6P 1V2 | Electrical Permit | Residential | New | Expired | Temporary Power - Residential - To provide temporary power. | GLA Constructions Limited
PP-2023-02448 | 2023-07-12 | 2050 W 57TH AVENUE, Vancouver, BC V6P 1V2 | Plumbing Permit | Residential | New | Issued | Residential - 2FD+SS - ALL THREE FLOORS >DB: To construct a two-storey two-family dwelling with one secondary suites located in the basement, with a detached accessory building (garage) and one open parking pad at the rear providing 3 parking spaces, having vehicular access from the lane. Note: This is a 2 storey building pursuant to the Zoning and Development By-Law 1. A/C units proposed in rear yard 2. Bar sinks proposed in main floor ******THIS PERMIT HAS BEEN ISSUED UNDER THE REQUIREMENTS OF VBBL #12511 (2019)****** The entire building, INCLUDING THE ATTACHED GARAGE (if applicable), to be sprinklered to 2 x NFPA 13D. | Can-Asia Plumbing & Heating
MP-2023-01430 | 2023-08-04 | 2050 W 57TH AVENUE, Vancouver, BC V6P 1V2 | Mechanical Permit | NULL | NULL | Issued | NULL | Can-Asia Plumbing & Heating
EP-2023-05454 | 2023-07-07 | 2050 W 57TH AVENUE, Vancouver, BC V6P 1V2 | Electrical Permit | Residential | New | Issued | Installation / Repair - Residential - ¦2FD + 1SS/ 200A¦ new duplex house installation electrical service equipment,meter base,service panel.brance circuit wiring and lighting -One house (east side ) dryer use gas dryer. A/C: GREE FLEXX (GUD30AH2/D-D(U)) Indoor unit 15A =3600w ¦ Outdoor unit MCA20.5A=4920w. *An approved mechanical permit is required for the installation of air conditioning or heat pump unit at the time of installation before an electrical inspection will be performed >Permit Amendment Oct 19, 2023 -"I want install CAT6 cable for internet..and shaw cable" >BP: To construct a two-storey two-family dwelling with one secondary suites located in the basement, with a detached accessory building (garage) and one open parking pad at the rear providing 3 parking spaces, having vehicular access from the lane. Note: This Building Permit will remain in a suspended status until the associated (green) Demolition Permit BP-2022-02003 is completed. Note: This is a 2 storey building pursuant to the Zoning and Development By-Law 1. A/C units proposed in rear yard 2. Bar sinks proposed in main floor 3. Schedule B: Antony Wang (604-618-6236) Structural 4. Schedule B: Jian Zhong Jin, P.Eng (604-362-7021) Geotechnical 5. HPO: Bida Construction Corp. | GLA Constructions Limited
GP-2023-02610 | 2023-09-07 | 2050 W 57TH AVENUE, Vancouver, BC V6P 1V2 | Gas Permit | Residential | New | Issued | Residential - 2 Ranges, 2 BBQ's, 2 Fireplaces, 2 Boilers & 1 Dryer >BP: To construct a two-storey two-family dwelling with one secondary suites located in the basement, with a detached accessory building (garage) and one open parking pad at the rear providing 3 parking spaces, having vehicular access from the lane. | Symbolistic Heating Ltd
GP-2023-02565 | 2023-09-05 | 2050 W 57TH AVENUE, Vancouver, BC V6P 1V2 | Gas Permit | Residential | New | Issued | Residential - 2 Fireplaces Venting and hook up only >BP: To construct a two-storey two-family dwelling with one secondary suites located in the basement, with a detached accessory building (garage) and one open parking pad at the rear providing 3 parking spaces, having vehicular access from the lane. | ORAY FIREPLACES LTD
SP-2023-01850 | 2023-10-06 | 2050 W 57TH AVENUE, Vancouver, BC V6P 1V2 | Sprinkler Permit | Residential | New | Issued | Residential - new home >BP: To construct a two-storey two-family dwelling with one secondary suites located in the basement, with a detached accessory building (garage) and one open parking pad at the rear providing 3 parking spaces, having vehicular access from the lane. Note: This is a 2 storey building pursuant to the Zoning and Development By-Law 1. A/C units proposed in rear yard 2. Bar sinks proposed in main floor 3. Schedule B: Antony Wang (604-618-6236) Structural 4. Schedule B: Jian Zhong Jin, P.Eng (604-362-7021) Geotechnical 5. HPO: Bida Construction Corp. | SBMS Construction Ltd
NULL | NULL | 2050 W 57TH AVENUE, Vancouver, BC V6P 1V2 | Electrical Permit | Residential | New | Draft | Installation / Repair - Residential - internet cable and camera cable | GLA Constructions Limited
EP-2023-07106 | 2023-08-04 | 2092 W 57TH AVENUE, Vancouver, BC V6P 1V2 | Electrical Permit | Residential | New | Issued | Temporary Power - Residential - To provide temporary power. VALID JUL 28, 2023 TIL JUL 27, 2024 EXPIRED EP-2022-06278 "NOTE: Work authorized by this permit is for placement of a temporary power pole only and does not authorize any site construction and/or excavation. A separate Building Permit will be required prior to commencement of any other work on this site." | Moon Star Electrical Ltd
EP-2022-06278 | 2022-07-28 | 2092 W 57TH AVENUE, Vancouver, BC V6P 1V2 | Electrical Permit | Residential | New | Expired | Temporary Power - Residential - To provide temporary power. "NOTE: Work authorized by this permit is for placement of a temporary power pole only and does not authorize any site construction and/or excavation. A separate Building Permit will be required prior to commencement of any other work on this site." | Moon Star Electrical Ltd
GP-2022-00353 | 2022-02-04 | 2133 W 57TH AVENUE, Vancouver, BC V6P 1V5 | Gas Permit | Residential | Renovation | Completed | Residential - Install new combination boiler @ 199,000 BTU | Reid Brothers Plumbing & Heating Ltd
GP-2023-03332 | 2023-11-01 | 4465 W 5TH AVENUE, Vancouver, BC V6R 1S4 | Gas Permit | Residential | Renovation | Completed | Residential - replace gas furnace | BNA Systems Inc and/or Kirkland Metal Shop Ltd
GP-2023-02413 | 2023-08-21 | 4466 W 5TH AVENUE, Vancouver, BC V6R 1S5 | Gas Permit | Residential | New | Issued | Residential - 1 Range, 1 Boiler & 1 BBQ New gas for single family residential >BP: To construct a 2 storey one-family dwelling with a secondary suite located in the Basement As per energy requirements gas boiler allowed for heating with indirect or electric hot water heating If work on this site could lead to the disturbance of soil advise applicant to contact the Provincial Archeology Branch at 250-953-3334 for necessary permits. | ASPRA PLUMBING & HEATING LTD.
GP-2023-02622 | 2023-09-07 | 4466 W 5TH AVENUE, Vancouver, BC V6R 1S5 | Gas Permit | Residential | New | Issued | Residential - Installation of 1 gas fireplace -venting and hook up only >BP: To construct a 2 storey one-family dwelling with a secondary suite located in the Basement ($807,750.00) with an open parking pad, providing 1 parking space, having vehicular access from the 20' Lane. If work on this site could lead to the disturbance of soil please contact the Provincial Archeology Branch at 250-953-3334 for necessary permits. | Urban Fireplaces Ltd
MP-2023-01675 | 2023-09-13 | 4466 W 5TH AVENUE, Vancouver, BC V6R 1S5 | Mechanical Permit | NULL | NULL | Issued | NULL | CEN'S MECHANICAL F & C ENTERPRISES LTD
EP-2023-08504 | 2023-09-20 | 4466 W 5TH AVENUE, Vancouver, BC V6R 1S5 | Electrical Permit | Residential | New | Issued | Installation / Repair - Residential - Data, CCTV, Intercom Rough-in and Finishing; Security Alarm Rough-In Only. >BP: To construct a 2 storey one-family dwelling with a secondary suite located in the Basement ($807,750.00) with an open parking pad, providing 1 parking space, having vehicular access from the 20' Lane. 1. Covenant registered at the Land Title Office under CA9778676 2. No Strata Titling permitted 3. A/C proposed – Exterior component located in Rear Yard (South), Interior component located in Basement 4. Schedule B: (Ke Jian, Ma) P.Eng (604.599.8890) Structural 5. Schedule B: (Jian Zhong Jin) P.Eng (604.362.7021) Geotechnical 6. HPO: Residential Builder- MCCM Residential Ltd *****If work on this site could lead to the disturbance of soil advise applicant to contact the Provincial Archeology Branch at 250-953-3334 for necessary permits. In addition, please be advised that reports from an Archeologist (AIA, AOA) and permits from the First Nations may be necessary prior to the release of your City of Vancouver permits. | ICove Technology Inc
SP-2023-01729 | 2023-09-20 | 4466 W 5TH AVENUE, Vancouver, BC V6R 1S5 | Sprinkler Permit | Residential | New | Issued | Residential - 1FD+SS - #1 & #2 - To Install 37 sprinkler heads >DB: To construct a 2 storey one-family dwelling with a secondary suite located in the Basement with an open parking pad, providing 1 parking space, having vehicular access from the 20' Lane. 1. Covenant registered at the Land Title Office under CA9778676 2. No Strata Titling permitted 3. A/C proposed – Exterior component located in Rear Yard (South), Interior component located in Basement **THIS PERMIT HAS BEEN ISSUED UNDER THE REQUIREMENTS OF VBBL #12511 (2019) ** | General Sprinkler Systems Ltd
MP-2023-01195 | 2023-06-28 | 4466 W 5TH AVENUE, Vancouver, BC V6R 1S5 | Mechanical Permit | NULL | NULL | Issued | NULL | ASPRA PLUMBING & HEATING LTD.
PP-2023-02073 | 2023-06-13 | 4466 W 5TH AVENUE, Vancouver, BC V6R 1S5 | Plumbing Permit | Residential | New | Issued | Residential - New plumbing for Single family residential >BP: To construct a 2 storey one-family dwelling with a secondary suite located in the Basement with an open parking pad, providing 1 parking space, having vehicular access from the 20' Lane. 1. Covenant registered at the Land Title Office under CA9778676 2. No Strata Titling permitted 3. A/C proposed – Exterior component located in Rear Yard (South), Interior component located in Basement 4. Schedule B: (Ke Jian, Ma) P.Eng (604.599.8890) Structural 5. Schedule B: (Jian Zhong Jin) P.Eng (604.362.7021) Geotechnical 6. HPO: Residential Builder- MCCM Residential Ltd | ASPRA PLUMBING & HEATING LTD.
PP-2023-00832 | 2023-03-20 | 4466 W 5TH AVENUE, Vancouver, BC V6R 1S5 | Plumbing Permit | Residential | New | Issued | Residential - 1FD+SS - #1 & #2 - Two Sump No Pump If work on this site could lead to the disturbance of soil advise applicant to contact the Provincial Archeology Branch at 250-953-3334 for necessary permits. In addition, please be advised that reports from an Archeologist (AIA, AOA) and permits from the First Nations may be necessary prior to the release of your City of Vancouver permits. | Canadian Excavating Ltd
EP-2023-02504 | 2023-04-03 | 4466 W 5TH AVENUE, Vancouver, BC V6R 1S5 | Electrical Permit | Residential | New | Issued | Installation / Repair - Residential - Install service and wiring for lighting, plugs, and appliances >BP: To construct a 2 storey one-family dwelling with a secondary suite located in the Basement ($807,750.00) with an open parking pad, providing 1 parking space, having vehicular access from the 20' Lane. 1. Covenant registered at the Land Title Office under CA9778676 2. No Strata Titling permitted 3. A/C proposed – Exterior component located in Rear Yard (South), Interior component located in Basement 4. Schedule B: (Ke Jian, Ma) P.Eng (604.599.8890) Structural 5. Schedule B: (Jian Zhong Jin) P.Eng (604.362.7021) Geotechnical 6. HPO: Residential Builder- MCCM Residential Ltd Note: This is a 2 storey building pursuant to the Zoning and Development By-Law **THIS PERMIT HAS BEEN ISSUED UNDER THE REQUIREMENTS OF VBBL #12511 (2019) ** | 523 Construction Ltd
NULL | NULL | 4466 W 5TH AVENUE, Vancouver, BC V6R 1S5 | Plumbing Permit | Residential | New | Draft | Residential - Two Sump With Pump | Canadian Excavating Ltd
NULL | NULL | 4466 W 5TH AVENUE, Vancouver, BC V6R 1S5 | Plumbing Permit | Residential | New | Draft | Residential - Two Sumps | Canadian Excavating Ltd
PP-2023-01430 | 2023-04-24 | 4466 W 5TH AVENUE, Vancouver, BC V6R 1S5 | Plumbing Permit | Residential | New | Issued | Residential - Two Sumps Note: If work on this site could lead to the disturbance of soil advise applicant to contact the Provincial Archeology Branch at 250-953-3334 for necessary permits. In addition, please be advised that reports from an Archeologist (AIA, AOA) and permits from the First Nations may be necessary prior to the release of your City of Vancouver permits. Staff to document this was advised to the applicants, and to let your Manager know this application is in the system. April 26/2023-AMEND - to add one sump with pump. | Canadian Excavating Ltd
EP-2023-02036 | 2023-03-09 | 4474 W 5TH AVENUE, Vancouver, BC V6R 1S5 | Electrical Permit | Residential | Renovation | Completed | Installation / Repair - Residential - Emergency repair of service tree fell on line hydro want a new meter and mast and attachment. Amend: Mar 13th, 2023 address for the permit is actually 4474 west 5 Ave If work on this site could lead to ground disturbance (impacting soil) advise applicant to contact the Provincial Archaeology Branch at 250-953-3334 for a list of archaeological consultants, who when retained by the proponent, will apply on the proponent’s behalf for the necessary archaeological permits. In addition, please be advised that reports from an Archaeologist (Archaeological Overview Assessment (AOA) or Archaeological Impact Assessment (AIA) reports) and archaeological/heritage inspection permits from the First Nations may be necessary prior to the release of your City of Vancouver permits. | JJL Electrical Services Ltd
GP-2022-00495 | 2022-02-25 | 4474 W 5TH AVENUE, Vancouver, BC V6R 1S5 | Gas Permit | Residential | New | Completed | Residential - NEW GAS FURNACE RE & RE REPLACEMENT | Pro West Heating & Air Conditioning Ltd
NULL | NULL | 4479 W 5TH AVENUE, Vancouver, BC V6R 1S4 | Gas Permit | Residential | Renovation - Dwelling Unit(s) only | Draft | Residential - Installing tankless water heater | Reid Brothers Plumbing & Heating Ltd
GP-2024-00151 | 2024-01-18 | 4479 W 5TH AVENUE, Vancouver, BC V6R 1S4 | Gas Permit | Residential | Renovation - Dwelling Unit(s) only | Completed | Residential - Installing on-demand water heater | Reid Brothers Plumbing & Heating Ltd
GP-2023-01263 | 2023-04-19 | 4506 W 5TH AVENUE, Vancouver, BC V6R 1S7 | Gas Permit | Residential | Addition | Completed | Residential - Furnace Installation If work on this site could lead to ground disturbance (impacting soil) advise applicant to contact the Provincial Archaeology Branch at 250-953-3334 | Pro Ace Heating & Air Conditioning Services Ltd
GP-2022-02006 | 2022-07-08 | 4555 W 5TH AVENUE, Vancouver, BC V6R 1S6 | Gas Permit | Residential | Renovation | Completed | Residential - gas (replace one range ) >BP: Alteration to this existing one family dwelling, Scope of work to include: convert existing one family dwelling to a multi conversion dwelling (MCD) to include one family dwelling with secondary suite, main floor sundeck to be decreased in size, main floor interior renovations to include existing wok kitchen removed and enable larger kitchen layout, french door added to north wall for access to proposed sun deck, upper floor to include: Shorten sub walls inside entry/closet area of bedroom #3 and change bedroom closet bi-fold to swing doors. | WDR CONTRACTING LTD
NULL | NULL | 4569 W 5TH AVENUE, Vancouver, BC V6R 1S6 | Electrical Permit | Residential | Renovation | Draft | Installation / Repair - Residential - Wiring indoor and outdoor heat pump unit. | Mountain Point Electrical Inc.
GP-2023-04041 | 2023-12-18 | 4569 W 5TH AVENUE, Vancouver, BC V6R 1S6 | Gas Permit | Residential | Renovation | Issued | Residential - replacing stove. >BP: To validate enclosure of previously approved covered porch at the rear (approx. 50 sq. ft) to habitable space and approximately 168 sq. ft. of crawlspace to habitable space at the front, remove unapproved addition at the rear of the main floor and to construct a deck at the rear of the 2nd floor (15'8" x 8'7" - 118 sq. ft). Scope of work includes addition of four plumbing fixtures Revision #1 - Repair/replace insulation and drywall due to damage - Revised REUP submitted - Additional construction assemblies added - Primary heating and water upgraded to electric | A & J GAS SERVICES LTD
MP-2023-01674 | 2023-09-13 | 4569 W 5TH AVENUE, Vancouver, BC V6R 1S6 | Mechanical Permit | NULL | NULL | Issued | NULL | 1236318 BC Ltd DBA Aquatech Vancouver
GP-2023-03289 | 2023-10-30 | 4569 W 5TH AVENUE, Vancouver, BC V6R 1S6 | Gas Permit | Residential | Renovation | Issued | Residential - Installation of 3 gas fireplaces venting and hook up only >BP: To validate enclosure of previously approved covered porch at the rear (approx. 50 sq. ft) to habitable space and approximately 168 sq. ft. of crawlspace to habitable space at the front, remove unapproved addition at the rear of the main floor and to construct a deck at the rear of the 2nd floor (15'8" x 8'7" - 118 sq. ft). | Urban Fireplaces Ltd
PP-2023-03606 | 2023-10-24 | 4569 W 5TH AVENUE, Vancouver, BC V6R 1S6 | Plumbing Permit | Residential | Renovation | Issued | Residential - re & re fixtures | VANMECH PLUMBING & HEATING LTD.
MP-2023-01793 | 2023-10-06 | 4569 W 5TH AVENUE, Vancouver, BC V6R 1S6 | Mechanical Permit | NULL | NULL | Cancelled | NULL | 1236318 BC Ltd DBA Aquatech Vancouver
EP-2023-09651 | 2023-11-03 | 4569 W 5TH AVENUE, Vancouver, BC V6R 1S6 | Electrical Permit | Residential | Renovation | Issued | Installation / Repair - Residential - re wire of the house with plugs, lights and potlights -No work to service. >BP: To validate enclosure of previously approved covered porch at the rear (approx. 50 sq. ft) to habitable space and approximately 168 sq. ft. of crawlspace to habitable space at the front, remove unapproved addition at the rear of the main floor and to construct a deck at the rear of the 2nd floor (15'8" x 8'7" - 118 sq. ft). Scope of work includes addition of four plumbing fixtures REUP submitted by Allen Joshua Selva Rabi Geotechnical/Structural Schedule B submitted by Jeff Allester - 604-228-0518 | David Stein
EP-2023-09862 | 2023-11-02 | 4569 W 5TH AVENUE, Vancouver, BC V6R 1S6 | Electrical Permit | Residential | Renovation | Issued | Installation / Repair - Residential - Structured wiring. Security alarm. Surveillance cameras. Doorbell. Audio. >BP: To validate enclosure of previously approved covered porch at the rear (approx. 50 sq. ft) to habitable space and approximately 168 sq. ft. of crawlspace to habitable space at the front, remove unapproved addition at the rear of the main floor and to construct a deck at the rear of the 2nd floor (15'8" x 8'7" - 118 sq. ft). Scope of work includes addition of four plumbing fixtures | Vancouver Audiospace Home Control Ltd
SP-2023-01907 | 2023-10-17 | 1537 W 59TH AVENUE, Vancouver, BC V6P 1Z1 | Sprinkler Permit | Residential | New | Issued | Residential - New sprinkler system >BP: To construct a 2 storey + basement one-family dwelling with a detached accessory building (garage), at the rear providing 3 parking spaces, having vehicular access from the lane. Note: The entire building, INCLUDING THE ATTACHED GARAGE (if applicable), to be sprinklered to NFPA 13D. 1- Bar/Sink proposed in basement 2- A/C unit proposed in rear yard and second storey 3- Schedule B: Henry SN. Hsu P.Eng (604.322.7158) Structural 4- Schedule B: Ward Phillips P.Eng (604.716.8881) Geotechnical 5- HPO: Residential Builder - Ketler Construction Ltd. | Haven Fire Protection Ltd
EP-2023-10006 | 2023-11-10 | 1537 W 59TH AVENUE, Vancouver, BC V6P 1Z1 | Electrical Permit | Residential | New | Issued | Installation / Repair - Residential - Extra low-voltage electrical -Data network and -complete security alarm installation Speaker/Audio System Rough In >BP: To construct a 2 storey + basement one-family dwelling ($977,500) with a detached accessory building (garage), at the rear providing 3 parking spaces, having vehicular access from the lane. | Graytek Solutions Ltd
MP-2023-01514 | 2023-08-16 | 1537 W 59TH AVENUE, Vancouver, BC V6P 1Z1 | Mechanical Permit | NULL | NULL | Issued | NULL | Power Cool Electrical & Refrigeration Mech Ltd
MP-2023-01456 | NULL | 1537 W 59TH AVENUE, Vancouver, BC V6P 1Z1 | Mechanical Permit | NULL | NULL | Withdrawn | NULL | Parm Plumbing & heating Ltd
GP-2023-03640 | 2023-12-12 | 1537 W 59TH AVENUE, Vancouver, BC V6P 1Z1 | Gas Permit | Residential | New | Issued | Residential - To install 1 Water Heater, 2 Ranges, 2 BBQ's & 1Fireplace There is pipping for 1 range >BP: To construct a 2 storey + basement one-family dwelling ($977,500) with a detached accessory building (garage), at the rear providing 3 parking spaces, having vehicular access from the lane. | JOT MECHANICAL LTD
PP-2023-01337 | 2023-04-18 | 1537 W 59TH AVENUE, Vancouver, BC V6P 1Z1 | Plumbing Permit | Residential | New | Issued | Residential - Outside sump and underground utility >BP: To construct a 2 storey + basement one-family dwelling with a detached accessory building (garage), at the rear providing 3 parking spaces, having vehicular access from the lane. | 1167245 BC LTD- Nelson Prasad
EP-2023-02825 | 2023-04-05 | 1537 W 59TH AVENUE, Vancouver, BC V6P 1Z1 | Electrical Permit | Residential | New | Issued | Installation / Repair - Residential - Wiring of new house with detached garage. >BP: To construct a 2 storey + basement one-family dwelling ($977,500) with a detached accessory building (garage), at the rear providing 3 parking spaces, having vehicular access from the lane. Load Calculation has been uploaded to Documents tab Note: This Building Permit will remain in a suspended status until the associated (green) Demolition Permit BP-2022-00414 is completed. Note: The entire building, INCLUDING THE ATTACHED GARAGE (if applicable), to be sprinklered to NFPA 13D. 1- Bar/Sink proposed in basement 2- A/C unit proposed in rear yard and second storey 3- Schedule B: Henry SN. Hsu P.Eng (604.322.7158) Structural 4- Schedule B: Ward Phillips P.Eng (604.716.8881) Geotechnical 5- HPO: Residential Builder - Ketler Construction Ltd. | Empire Electric Ltd
EP-2023-04240 | 2023-05-15 | 1537 W 59TH AVENUE, Vancouver, BC V6P 1Z1 | Electrical Permit | Residential | New | Issued | Temporary Power - Residential - To provide temporary power. Amend May 19, 2023 The size of main breaker on the temporary pole is actually a 40 amp and I marked it as 100 amp on the application. The general contractor brought his own pole and I wasn’t aware that it is only a 40 main breaker. Could I please get this changed? The wire size is #6 Copper. | Empire Electric Ltd
PP-2023-02364 | 2023-07-05 | 1537 W 59TH AVENUE, Vancouver, BC V6P 1Z1 | Plumbing Permit | Residential | New | Issued | Residential - rough in and install fixtures >BP: To construct a 2 storey + basement one-family dwelling with a detached accessory building (garage), at the rear providing 3 parking spaces, having vehicular access from the lane. Note: The entire building, INCLUDING THE ATTACHED GARAGE (if applicable), to be sprinklered to NFPA 13D. 1- Bar/Sink proposed in basement 2- A/C unit proposed in rear yard and second storey 3- Schedule B: Henry SN. Hsu P.Eng (604.322.7158) Structural 4- Schedule B: Ward Phillips P.Eng (604.716.8881) Geotechnical 5- HPO: Residential Builder - Ketler Construction Ltd. | Parm Plumbing & heating Ltd
GP-2022-01479 | 2022-05-12 | 1555 W 59TH AVENUE, Vancouver, BC V6P 1Z1 | Gas Permit | Residential | Renovation | Completed | Residential - replace existing tankless water heater | Reid Brothers Plumbing & Heating Ltd
GP-2022-00183 | 2022-01-20 | 1564 W 59TH AVENUE, Vancouver, BC V6P 1Z2 | Gas Permit | Residential | Renovation | Completed | Residential - replace old furnace | Symbolistic Heating Ltd
GP-2022-04102 | 2022-12-21 | 1577 W 59TH AVENUE, Vancouver, BC V6P 1Z1 | Gas Permit | Residential | Renovation | Completed | Residential - Fulgor 36" Gas Cooktop | Han Appliances & Refrigeration Ltd
PP-2022-00262 | 2022-01-27 | 1588 W 59TH AVENUE, Vancouver, BC V6P 1Z2 | Plumbing Permit | Residential | Tenant Improvement | Completed | Residential - Renewal of drain, sewer and sump | Kerrisdale Roofing & Drains Ltd
GP-2022-00601 | 2022-02-24 | 1588 W 59TH AVENUE, Vancouver, BC V6P 1Z2 | Gas Permit | Residential | Renovation | Completed | Residential - Re&Re Furnace & Tankless Furnace: 90.000 BTU Tankless: 199.000 BTU | Milani Plumbing Heating & Air Conditioning Ltd
PP-2023-02129 | 2023-06-16 | 1319 W 46TH AVENUE, Vancouver, BC V6M 2K4 | Plumbing Permit | Residential | New | Completed | Residential - irrigation system >BP: To construct a 2 storey + cellar one-family dwelling. Note: This is a 2 storey building pursuant to the Zoning and Development By-Law 1- A/C unit proposed 2- 8’ bar sink proposed in cellar 3- Structural and Geo technical schedule B: Tsung-Hua Yang(604-729-0585) 4- HPO: Enrich Custom Homes Ltd. 5- No secondary suite proposed 6- Covenant registered at the Land Title Office under CA7574188 7- Rev#4: Generator proposed in rear yard | Lucky Five Eight Plumbing & Heating Ltd
EP-2023-06798 | 2023-07-25 | 1320 W 46TH AVENUE, Vancouver, BC V6M 2K5 | Electrical Permit | Residential | New | Issued | Temporary Power - Residential - To provide temporary power. | Vadas Electric Service Inc.
SP-2023-00255 | 2023-02-14 | 1320 W 46TH AVENUE, Vancouver, BC V6M 2K5 | Sprinkler Permit | Residential | New | Issued | Residential - New sprinkler system installation >BP: To construct a 2 storey one-family dwelling with an open parking pad and garage, providing 2 parking space, having vehicular access from the 20' Lane. 1. Covenant registered at the Land Title Office under CA9456790 2. No Strata Titling permitted 3. A/C proposed – Exterior component located in Rear yard(South), Interior component located in second floor 4. Bar sink located in basement 5. Schedule B: (Z.Zhao) P.Eng (604.526.1305) Structural & Geotechnical 6. HPO: Residential Builder- Kylin Construction | Spectrum Fire Protection Ltd
EP-2023-00084 | 2023-01-05 | 1320 W 46TH AVENUE, Vancouver, BC V6M 2K5 | Electrical Permit | Residential | New | Issued | Installation / Repair - Residential - Alarm, CCTV, Tel/Data/Tv, Intercom, Music, Etc >BP: To construct a 2 storey one-family dwelling ($1,200,232.50) with an open parking pad and garage, providing 2 parking space, having vehicular access from the 20' Lane. 1. Covenant registered at the Land Title Office under CA9456790 2. No Strata Titling permitted 3. A/C proposed – Exterior component located in Rear yard(South), Interior component located in second floor 4. Bar sink located in basement 5. Schedule B: (Z.Zhao) P.Eng (604.526.1305) Structural & Geotechnical 6. HPO: Residential Builder- Kylin Construction Note: This is a 2 storey building pursuant to the Zoning and Development By-Law Address Information: Principle Dwelling: #1-1320 W 46 Ave Laneway home: #3-1320 W 46 Ave Addresses have been assigned per the approved plans. This access must be provided & maintained at all times and the building addresses posted to be visible from the street in accordance with the Building By-law. **THIS PERMIT HAS BEEN ISSUED UNDER THE REQUIREMENTS OF VBBL #12511 (2019) AND THE GREEN HOMES PROGRAM** ****ALL PROJECT COORINATOR NOTES HAS BEEN ACCEPTED BY THE APPLICANT**** | Hysun Technology Inc
GP-2022-03805 | 2022-12-01 | 1320 W 46TH AVENUE, Vancouver, BC V6M 2K5 | Gas Permit | Residential | New | Issued | Residential - Zero Clearance Gas Fireplace to New SFD Vent & Gas Hookup Only >BP: To construct a 2 storey one-family dwelling ($1,200,232.50) with an open parking pad and garage, providing 2 parking space, having vehicular access from the 20' Lane. 1. Covenant registered at the Land Title Office under CA9456790 2. No Strata Titling permitted 3. A/C proposed – Exterior component located in Rear yard(South), Interior component located in second floor 4. Bar sink located in basement 5. Schedule B: (Z.Zhao) P.Eng (604.526.1305) Structural & Geotechnical 6. HPO: Residential Builder- Kylin Construction **THIS PERMIT HAS BEEN ISSUED UNDER THE REQUIREMENTS OF VBBL #12511 (2019) AND THE GREEN HOMES PROGRAM** ****ALL PROJECT COORINATOR NOTES HAS BEEN ACCEPTED BY THE APPLICANT**** April 6/2023-AMEND Amend Btus of fireplace from 25,000 to 24,000 April 13/2023-AMEND Amend btus on permit from 25,000 to 24,500. Fireplace model was changed. | Encore Fireplaces Ltd
EP-2022-05682 | 2022-07-06 | 1320 W 46TH AVENUE, Vancouver, BC V6M 2K5 | Electrical Permit | Residential | New | Expired | Temporary Power - Residential - To provide temporary power. | Vadas Electric Service Inc.
PP-2022-02329 | 2022-07-04 | 1320 W 46TH AVENUE, Vancouver, BC V6M 2K5 | Plumbing Permit | Residential | New | Issued | Residential - 1FD - #1 - Sump outside To construct a 2 storey one-family dwelling with an open parking pad and garage, providing 2 parking space, having vehicular access from the 20' Lane. 1. Covenant registered at the Land Title Office under CA9456790 2. No Strata Titling permitted 3. A/C proposed – Exterior component located in Rear yard(South), Interior component located in second floor 4. Bar sink located in basement | Power Excavating Ltd
EP-2022-05521 | 2022-08-23 | 1320 W 46TH AVENUE, Vancouver, BC V6M 2K5 | Electrical Permit | Residential | New | Issued | Installation / Repair - Residential - new wiring for a 2 storey one-family dwelling, main service, wiring, install fixtures. >BP: To construct a 2 storey one-family dwelling ($1,200,232.50) with an open parking pad and garage, providing 2 parking space, having vehicular access from the 20' Lane. 1. Covenant registered at the Land Title Office under CA9456790 2. No Strata Titling permitted 3. A/C proposed – Exterior component located in Rear yard(South), Interior component located in second floor 4. Bar sink located in basement 5. Schedule B: (Z.Zhao) P.Eng (604.526.1305) Structural & Geotechnical 6. HPO: Residential Builder- Kylin Construction | Vadas Electric Service Inc.
MP-2022-00245 | 2022-09-20 | 1320 W 46TH AVENUE, Vancouver, BC V6M 2K5 | Mechanical Permit | NULL | NULL | Issued | NULL | GS Plumbing Ltd
PP-2022-03126 | 2022-09-08 | 1320 W 46TH AVENUE, Vancouver, BC V6M 2K5 | Plumbing Permit | Residential | New | Issued | Residential - rough in and finishing >To construct a 2 storey one-family dwelling ($1,200,232.50) with an open parking pad and garage, providing 2 parking space, having vehicular access from the 20' Lane. 1. Covenant registered at the Land Title Office under CA9456790 2. No Strata Titling permitted 3. A/C proposed – Exterior component located in Rear yard(South), Interior component located in second floor 4. Bar sink located in basement 5. Schedule B: (Z.Zhao) P.Eng (604.526.1305) Structural & Geotechnical 6. HPO: Residential Builder- Kylin Construction Note: This is a 2 storey building pursuant to the Zoning and Development By-Law Address Information: Principle Dwelling: #1-1320 W 46 Ave Laneway home: #3-1320 W 46 Ave Addresses have been assigned per the approved plans. This access must be provided & maintained at all times and the building addresses posted to be visible from the street in accordance with the Building By-law. **THIS PERMIT HAS BEEN ISSUED UNDER THE REQUIREMENTS OF VBBL #12511 (2019) AND THE GREEN HOMES PROGRAM** ****ALL PROJECT COORINATOR NOTES HAS BEEN ACCEPTED BY THE APPLICANT**** | GS Plumbing Ltd
GP-2023-02449 | 2023-08-23 | 1320 W 46TH AVENUE, Vancouver, BC V6M 2K5 | Gas Permit | Residential | New | Issued | Residential - 1 Range, 1 Fireplace & 1 BBQ piping and venting >BP: To construct a 2 storey one-family dwelling Boiler not added to permit as per energy requirements all space and hot water heating to be supplied electrically - MP required – Gas boiler not allowed *Amend - August 25, 2023 - Change address from laneway house to main house | GS Plumbing Ltd
GP-2022-01024 | 2022-04-01 | 1343 W 46TH AVENUE, Vancouver, BC V6M 2K4 | Gas Permit | Residential | Renovation | Completed | Residential - Gas BOILER INSTALL | ROMA Heating Ltd
EP-2023-07673 | 2023-08-29 | 1344 W 46TH AVENUE, Vancouver, BC V6M 2K5 | Electrical Permit | Residential | New | Issued | Installation / Repair - Residential - Rough wiring, finishing and service of new house >BP: To construct a 2 storey + basement one-family dwelling with a secondary suite ($1,236,080.00) located in the basement with a detached accessory building (garage), at the rear providing 2 parking spaces, having vehicular access from the lane. Note: This is a 2 storey building pursuant to the Zoning and Development By-Law 1- Covenant registered at the Land Title Office under CB171111 2- No strata titling permitted 3- Bar sink proposed 4- A/C unit proposed 5- Schedule B: Ke Jian Ma (604.599.8890) Structural, Geotechnical & Architectural 6- HPO: Residential Builder – Minhus Holding Inc. 7- Entire Building to have NFPA 13-D | OPTIMUM ELECTRICAL LTD
GP-2023-02528 | 2023-09-29 | 1344 W 46TH AVENUE, Vancouver, BC V6M 2K5 | Gas Permit | Residential | New | Issued | Residential - 1 Range & 1 BBQ Gas piping works >BP: To construct a 2 storey + basement one-family dwelling with a secondary suite ($1,236,080.00) located in the basement with a detached accessory building (garage), at the rear providing 2 parking spaces, having vehicular access from the lane. Removed 1 Gas Boiler from Application for Permit per Energy Requirements. | RAHELU PLUMBING & HEATING LTD.
SP-2023-01458 | 2023-08-09 | 1344 W 46TH AVENUE, Vancouver, BC V6M 2K5 | Sprinkler Permit | Residential | New | Issued | Residential - Install Sprinkler Heads -Entire Building to have NFPA 13-D >BP: To construct a 2 storey + basement one-family dwelling with a secondary suite ($1,236,080.00) located in the basement with a detached accessory building (garage), at the rear providing 2 parking spaces, having vehicular access from the lane. Note: This is a 2 storey building pursuant to the Zoning and Development By-Law 1- Covenant registered at the Land Title Office under CB171111 2- No strata titling permitted 3- Bar sink proposed 4- A/C unit proposed 5- Schedule B: Ke Jian Ma (604.599.8890) Structural, Geotechnical & Architectural 6- HPO: Residential Builder – Minhus Holding Inc. 7- Entire Building to have NFPA 13-D ****ALL PROJECT COORDINATOR NOTES HAS BEEN ACCEPTED BY THE APPLICANT**** ***This permit is issued under the VBBL 2019, with updated energy requirements as per bylaw # 12997 effective Jan 01, 2022.*** Amend: Oct 17, 2023 Revised drawings and revised calculations | RAHELU PLUMBING & HEATING LTD.
EP-2023-08437 | 2023-09-19 | 1344 W 46TH AVENUE, Vancouver, BC V6M 2K5 | Electrical Permit | Residential | New | Issued | Installation / Repair - Residential - Extra Low Voltage Roughing & Finishing TV, data ,telephone, doorbell, security system, sound and vacuum. >BP: To construct a 2 storey + basement one-family dwelling with a secondary suite ($1,236,080.00) located in the basement with a detached accessory building (garage), at the rear providing 2 parking spaces, having vehicular access from the lane. | Charanjit Singh
EP-2022-10488 | 2022-12-12 | 1344 W 46TH AVENUE, Vancouver, BC V6M 2K5 | Electrical Permit | Residential | New | Expired | Temporary Power - Residential - To provide temporary power. | OPTIMUM ELECTRICAL LTD
MP-2023-01117 | 2023-06-19 | 1344 W 46TH AVENUE, Vancouver, BC V6M 2K5 | Mechanical Permit | NULL | NULL | Issued | NULL | RAHELU PLUMBING & HEATING LTD.
PP-2023-01998 | 2023-06-06 | 1344 W 46TH AVENUE, Vancouver, BC V6M 2K5 | Plumbing Permit | Residential | New | Issued | Residential - Install plumbing fixtures >BP: To construct a 2 storey + basement one-family dwelling with a secondary suite located in the basement with a detached accessory building (garage), at the rear providing 2 parking spaces, having vehicular access from the lane. Note: This is a 2 storey building pursuant to the Zoning and Development By-Law 1- Covenant registered at the Land Title Office under CB171111 2- No strata titling permitted 3- Bar sink proposed 4- A/C unit proposed 5- Schedule B: Ke Jian Ma (604.599.8890) Structural, Geotechnical & Architectural 6- HPO: Residential Builder – Minhus Holding Inc. 7- Entire Building to have NFPA 13-D | RAHELU PLUMBING & HEATING LTD.
PP-2023-01615 | 2023-05-08 | 1344 W 46TH AVENUE, Vancouver, BC V6M 2K5 | Plumbing Permit | Residential | New | Issued | Residential - 1FD+SS - #1 & #2 - sump placing | Metro Contracting Ltd
GP-2023-03588 | 2023-11-17 | 1355 W 46TH AVENUE, Vancouver, BC V6M 2K4 | Gas Permit | Residential | Tenant Improvement | Completed | Residential - replacing furnace | Coleman Heating Inc
GP-2022-03601 | 2022-11-17 | 1380 W 46TH AVENUE, Vancouver, BC V6M 2K5 | Gas Permit | Residential | Addition | Completed | Residential - Gas insert fireplace installation | Vaglio Fireplace LTD
GP-2023-02885 | 2023-09-29 | 1403 W 46TH AVENUE, Vancouver, BC V6M 2K6 | Gas Permit | Residential | Renovation | Issued | Residential - Wolf 36' Gas RangeTop #SRT364G | Han Appliances & Refrigeration Ltd
EP-2022-05239 | 2022-08-16 | 3651 W 48TH AVENUE, Vancouver, BC V6N 3R2 | Electrical Permit | Residential | Renovation | Completed | Installation / Repair - Residential - Service upgrade for existing home. Subpanel and EVSE branch circuit installation in garage. | Zenergy Electric Ltd
GP-2024-00037 | 2024-01-04 | 1116 W 49TH AVENUE, Vancouver, BC V6M 2P8 | Gas Permit | Residential | Renovation | Issued | Residential - replace a combi boiler | SUNFLOWER HOME SERVICE LTD
PP-2023-03306 | 2023-09-18 | 1749 W 4TH AVENUE, Vancouver, BC V6J 1M2 | Plumbing Permit | Commercial | Renovation | Completed | Commercial - water filter | Hillcrest Plumbing & Heating (1991) Ltd
EP-2022-08288 | 2022-10-03 | 1755 W 4TH AVENUE, Vancouver, BC V6J 1M2 | Electrical Permit | Commercial | Tenant Improvement | Completed | Installation / Repair - Commercial - tenant improvements power, lighting, voice and data Interior alterations to provide two (2) interconnecting door to the adjacent building at 1749 W 4th to provide access for the same tenant of both existing retail spaces. The opening is protected by a 2 hour rated fire shutter with fusible link at each suite. | BC Electrical Services Ltd
PP-2022-03472 | 2022-10-03 | 1755 W 4TH AVENUE, Vancouver, BC V6J 1M2 | Plumbing Permit | Commercial | Renovation | Completed | Commercial - rough -in for a new ADA approved 2 piece washroom Interior alterations to provide two (2) interconnecting door to the adjacent building at 1749 W 4th to provide access for the same tenant of both existing retail spaces. The opening is protected by a 2 hour rated fire shutter with fusible link at each suite. Amend: Oct 5, 2022 add fixtures. Stand laundry Sink. | Kellett Plumbing & Heating Ltd
EP-2022-08862 | 2022-10-31 | 1755 W 4TH AVENUE, Vancouver, BC V6J 1M2 | Electrical Permit | Commercial | Tenant Improvement | Completed | Installation / Repair - Commercial - Repairs, upgrades to existing alarm, video and speaker. >BP: Interior alterations to provide two (2) interconnecting door to the adjacent building at 1749 W 4th to provide access for the same tenant of both existing retail spaces. The opening is protected by a 2 hour rated fire shutter with fusible link at each suite. This permit is cross referenced with 1749 W. 4th Av. BP-2022-02836 | Spectrum Security Corporation
EP-2023-00497 | 2023-01-23 | 1766 W 4TH AVENUE, Vancouver, BC V6J 1M1 | Electrical Permit | Commercial | Renovation | Completed | Installation / Repair - Commercial - Existing fire alarm panel has failed and is under a fire order to replace it. Replacing with new Mircom FA 1000 | 0777792 BC Ltd
PP-2023-01085 | 2023-03-29 | 1804 W 4TH AVENUE, Vancouver, BC | Plumbing Permit | Commercial | New | Completed | Commercial - installation of RPBA | Drips & Drains Plumbing and Heating Ltd
EP-2023-08208 | 2023-09-20 | 1835 W 4TH AVENUE, Vancouver, BC V6J 1M4 | Electrical Permit | Commercial | Renovation | Issued | Installation / Repair - Commercial - up-grade 150amps -> 200amps change main panel(old) -> new panel | EZ Watts Electric Ltd
EP-2023-06399 | 2023-07-17 | 1850 W 4TH AVENUE, Vancouver, BC V6J 1M3 | Electrical Permit | Commercial | NULL | Issued | Annual / Operating - Maintenance of existing operating electrical equipment. Undertake to regularly assess, operate, and maintain the electrical equipment on a regular basis in compliance with the Electrical By-law No. 5563. | Terminal City Electric Ltd
GP-2022-02794 | 2022-09-19 | 1543 W 58TH AVENUE, Vancouver, BC V6P 1W6 | Gas Permit | Residential | Renovation - Dwelling Unit(s) only | Completed | Residential - Furnace & On-demand water heater installation | Reid Brothers Plumbing & Heating Ltd
EP-2023-11379 | 2024-01-09 | 1638 W 52ND AVENUE, Vancouver, BC V6P 1J3 | Electrical Permit | Residential | New | Issued | Installation / Repair - Residential - Electrical wiring for laneway house , installation of 400 amp underground service and with two meters. 1st meter-300 amp for main house, 2nd meter-125amp for laneway house. >BP: To construct a 1 storey laneway house building ($230,047.50) with a 2-car attached garage and 1 open parking pad, providing a total of 3 parking spaces, having vehicular access from the lane. Note: This is a 1 storey building pursuant to the Zoning & Development By-law 1. Covenant registered at the Land Title Office under CB520190 2. No Strata Titling permitted 3. No A/C unit proposed 4. Schedule B: Yeming Li, P.Eng. (604-385-2666) Structural & Geotechnical 5. HPO: Residential Builder - Leecon Development Ltd. 6. The entire building, INCLUDING THE ATTACHED GARAGE, to be sprinklered to NFPA 13R. | Altech Electric Ltd
PP-2023-04153 | 2023-11-24 | 1638 W 52ND AVENUE, Vancouver, BC V6P 1J3 | Plumbing Permit | Residential | New | Issued | Residential - Sumps Installation | Apollo Excavating & Civil Works Ltd.
EP-2022-06928 | 2022-08-17 | 642 W 53RD AVENUE, Vancouver, BC V6P 1K3 | Electrical Permit | Residential | Renovation | Cancelled | Installation / Repair - Residential - Service upgrade for single family dwelling house to go from 100 amp service to 200 amp service to allow for full capacity of home to run easier and allow for additional installations of future plans. | Wicks Electric Inc
EP-2023-08592 | 2023-10-13 | 1675 W 59TH AVENUE, Vancouver, BC V6P 1Z3 | Electrical Permit | Residential | New | Issued | Installation / Repair - Residential - ¦ 1FD- 150A/ DISCONNECT/ RE-CONNNECT ¦ separate EP to be accompanied with the EP (EP-2023-08551) for the LWH construction >this is a separate permit for the overhead service since the main house is existing. The main house service will be relocated to the LWH service. But we will not do any electrical work for the main house, we are only doing the electrical wirings and installations for the new LWH. -Electrical wirings and installations for the laneway house only (not including extra low voltage) | Vanflow Electrical Ltd
GP-2023-00450 | 2023-02-07 | 1711 W 59TH AVENUE, Vancouver, BC V6P 1Z3 | Gas Permit | Residential | Renovation | Completed | Residential - Replace gas furnace in basement. | Canadian Care Heating & Cooling Ltd
GP-2022-03488 | 2022-11-08 | 3167 W 5TH AVENUE, Vancouver, BC V6K 1V1 | Gas Permit | Residential | Renovation - Dwelling Unit(s) only | Completed | Residential - Furnace replacement | Heatco Furnace Services Ltd
EP-2022-10207 | NULL | 3203 W 5TH AVENUE, Vancouver, BC V6K 1V3 | Electrical Permit | Residential | Renovation - Dwelling Unit(s) only | Withdrawn | Installation / Repair - Residential - This permit is to install some outside lights on a house that is under construction. They are waiting on a building permit so this is not a permit for the house renovation. This is only to install some exterior lighting so the clients can see at night. | Western Summit Electric Ltd
EP-2022-05624 | NULL | 3203 W 5TH AVENUE, Vancouver, BC V6K 1V3 | Electrical Permit | Residential | Renovation | Application Incomplete | Installation / Repair - Residential - Renovation of main floor area of residence, including new kitchen, lighting and appliances | Kitt Electric Ltd
PP-2023-02641 | 2023-07-28 | 3203 W 5TH AVENUE, Vancouver, BC V6K 1V3 | Plumbing Permit | Residential | Renovation - Dwelling Unit(s) only | Issued | Residential - ****Homeowner Permit*** * Replace old lead, copper and ABS supply line with pex supply line and ABC drain line. Top and main floor bathroom and washer. * Relocate kitchen plumbing on main floor of house and provide supply lines to appliances. >BP: Exterior and interior alterations this existing duplex and change of use to single detached house with secondary suite scope of Work remove unit on second floor and add suite in basement validate removal of chimney Validate storage under porch , redo concrete flooring and add window removal of interior stairs to main floor addition of stairs connecting main floor and second floor interior alterations to main floor window changes to east elevation interior alterations to main floor Note: Note for Engineering Dept. - addition of 4 fixtures Interior work to relocate the upper unit into the basement floor. Exterior work to remove chimney. Work to validate storage under porch. | NULL
EP-2023-06214 | 2023-07-27 | 3203 W 5TH AVENUE, Vancouver, BC V6K 1V3 | Electrical Permit | Residential | Renovation | Issued | Installation / Repair - Residential - Main floor renovation - New kitchen location and sub panel, new lighting, switching and receptacles on main floor. New load sharing device for Dandy Load Miser 40: Range: 6000W and EV charger: 7680W to share load. >BP: Exterior and interior alterations this existing duplex and change of use to single detached house with secondary suite scope of Work remove unit on second floor and add suite in basement validate removal of chimney Validate storage under porch , redo concrete flooring and add window removal of interior stairs to main floor addition of stairs connecting main floor and second floor interior alterations to main floor window changes to east elevation interior alterations to main floor Note: Note for Engineering Dept. - addition of 4 fixtures Interior work to relocate the upper unit into the basement floor. Exterior work to remove chimney. Work to validate storage under porch. OK for DB per M.Tavanpour Addressing Notes: UPPER UNIT 3203 W 5th Av - Principal Dwelling (2nd-3rd floor) LOWER UNIT 2081 Trutch St - Secondary Suite (1st floor) Address numbers assigned as per approved plans for Fire and Emergency response. The address numbers are to be posted to the building to be visible from the street and in accordance with the Building By-law prior to final inspection. | Kitt Electric Ltd
NULL | NULL | 3203 W 5TH AVENUE, Vancouver, BC V6K 1V3 | Mechanical Permit | NULL | NULL | Draft | NULL | NULL
GP-2023-03205 | 2023-10-24 | 3268 W 5TH AVENUE, Vancouver, BC | Gas Permit | Residential | Renovation | Issued | Residential - Re & Re Furnace | Eaton's Heating Ltd
EP-2023-02717 | 2023-03-29 | 3268 W 5TH AVENUE, Vancouver, BC | Electrical Permit | Residential | Renovation | Completed | Installation / Repair - Residential - Low voltage communication relocation. >BP: Interior alterations to provide improvements to this multiple conversion dwelling on this site. Work to add stairs between the two dwelling units. Scope of Work: Minor interior reconfiguration, new stairs, and new access door between dwellings OK for Field Review per W. Wong September 12, 2022 ReUP Upgrade - Required 1pt; Proposed 1pt (1pt) Appliance fuel Switch: replace with electric models, or decommission a fuel-based appliance | Prolink Security Systems Inc
EP-2023-02498 | 2023-03-23 | 3268 W 5TH AVENUE, Vancouver, BC | Electrical Permit | Residential | Renovation | Completed | Installation / Repair - Residential - New Staircase being added from main floor to basement - rerouting electrical wires and rearranging lights in area. >BP: Interior alterations to provide improvements to this multiple conversion dwelling on this site. Work to add stairs between the two dwelling units. Scope of Work: Minor interior reconfiguration, new stairs, and new access door between dwellings OK for Field Review per W. Wong September 12, 2022 ReUP Upgrade - Required 1pt; Proposed 1pt (1pt) Appliance fuel Switch: replace with electric models, or decommission a fuel-based appliance | Greenleaf Electrical Group Ltd
SP-2023-00506 | 2023-03-24 | 3268 W 5TH AVENUE, Vancouver, BC | Sprinkler Permit | Residential | Renovation | Completed | Residential - Adding 3 sprinklers in basement >BP: Interior alterations to provide improvements to this multiple conversion dwelling on this site. Work to add stairs between the two dwelling units. Scope of Work: Minor interior reconfiguration, new stairs, and new access door between dwellings OK for Field Review per W. Wong September 12, 2022 ReUP Upgrade - Required 1pt; Proposed 1pt (1pt) Appliance fuel Switch: replace with electric models, or decommission a fuel-based appliance | Fire Busters Inc
GP-2022-00251 | 2022-01-27 | 3272 W 5TH AVENUE, Vancouver, BC V6K 1V4 | Gas Permit | Residential | Tenant Improvement | Completed | Residential - replacement of failed HWT | A-1 Drainage Plumbing & Heating Limited
GP-2023-00315 | 2023-01-27 | 3691 W 48TH AVENUE, Vancouver, BC V6N 3R2 | Gas Permit | Residential | Addition | Issued | Residential - Installation of approx. 30ft of 3/4" underground PE from meter, supplying built-in BBQ and additional BBQ outlet box. | North Vancouver Gas Services Ltd
EP-2023-01390 | 2023-02-17 | 3716 W 48TH AVENUE, Vancouver, BC V6N 3R3 | Electrical Permit | Residential | New | Completed | Installation / Repair - Residential - Low voltage Landscape Lighting | Kore Irrigation Ltd
GP-2022-03679 | 2022-11-22 | 3716 W 48TH AVENUE, Vancouver, BC V6N 3R3 | Gas Permit | Residential | Renovation | Completed | Residential - Outdoor gas work for one fire table and one BBQ box. | Pacific Peak to Peak Plumbing & Heating Ltd
EP-2022-09925 | 2022-11-23 | 3716 W 48TH AVENUE, Vancouver, BC V6N 3R3 | Electrical Permit | Residential | Renovation | Completed | Installation / Repair - Residential - Outdoor lighting, outdoor kitchen with fridge and receptacles. Outdoor heaters. Change garage sconces. | Trident Electric Ltd
EP-2021-09481 | 2022-01-06 | 100 W 49TH AVENUE, Vancouver, BC V5Y 2Z6 | Electrical Permit | Commercial | New | Completed | Installation / Repair - Commercial - Computer lab power on 5th floor for Langara College Building C | Mott Electric General Partnership
EP-2022-02248 | 2022-03-22 | 100 W 49TH AVENUE, Vancouver, BC V5Y 2Z6 | Electrical Permit | Commercial | NULL | Expired | Annual / Operating - ANNUAL OPERATING RENEWAL OF EXPIRED ANNUAL EP-2021-01993 VALID: MARCH 18, 2022 - March 17, 2023 | Axis Technical Services Corp
EP-2022-01924 | 2022-03-09 | 100 W 49TH AVENUE, Vancouver, BC V5Y 2Z6 | Electrical Permit | Commercial | Renovation | Completed | Installation / Repair - Commercial - voice and data cabling >BP: Student Union Building - Bldg 'S' - 2nd floor Interior alterations to provide improvements to the existing union office on the 2nd floor of this existing school/college building. Scope of work: demo and construct partition walls to reconfigure space, new finishes, acoustical ceilings, and LED upgrades. | 4th Utility Inc
EP-2022-10069 | 2022-11-30 | 100 W 49TH AVENUE, Vancouver, BC V5Y 2Z6 | Electrical Permit | Commercial | Renovation | Completed | Installation / Repair - Commercial - Minor renovation of Studio 58 @ Langara college. New power & lighting locations for backstage area on new CMU & wood frame walls. >BP: Interior alterations to provide improvements to Stuidio-58 in the basement level of Building A School-University (Langara College) building on this site. Work to demolish the bleachers and add a new steel catwalk with storage beneath. OK for Field Review per T.Jawandha Letters of assurance submitted: Sch B (Arch): James Kao, AIBC, 604.685.6312 Sch B (Str): YJ Lee., P.Eng., 604.968.6940 Sch B (Elect): David C., P.Eng., 604.408.7222 Notes: 1. Energy upgrade triggers: E2 - Lighting - Upgrade to Local Control (per 9.4.1.1.(a) of ASHRAE 90.1-2016) 2. The alterations to an existing building shall confirm to the requirements in 2019 VBBL, including the bleacher seating and steps. | JRGreene Electric Ltd
EP-2022-10131 | 2022-12-02 | 100 W 49TH AVENUE, Vancouver, BC V5Y 2Z6 | Electrical Permit | Commercial | Renovation | Completed | Installation / Repair - Commercial - Heat Trace to Domestic cold-water pipe from Water Entry to Pool Mech room. >BP: Exterior and interior alterations to install underground piping and to interconnect heating /building heating system with new district piping system tied to the existing heating plant at this School site (Langara College) OK for field review per Hilton Letters of authorization provided by: Stephen Kooiman, P,Eng, Schedule A, Hyungryul (David) Joo, P.Eng, Electrical Schedule B, David Woo, P.Eng, Structural Schedule B, Hamid Samani, P.Eng, Mechanical and Plumbing Schedule B. Note to applicant: A Sprinkler permit may be required, as determined by the District Building Inspector. Energy checklist is currently no longer required with your Building Permit (BP) application. Some supporting documents are still required at BP stage, specifically Envelope and HVAC, if applicable. Service Water Heating and Lighting supporting documents, if applicable, must be submitted with your related Trades permits (e.g. electrical and plumbing). All energy upgrades will be checked during inspections stage. It is the applicant’s responsibility to identify and note all required upgrades including energy upgrades on their BP drawings at BP stage. | BRENMACK ELECTRIC LTD
SP-2022-02091 | 2022-12-16 | 100 W 49TH AVENUE, Vancouver, BC V5Y 2Z6 | Sprinkler Permit | Commercial | Tenant Improvement | Completed | Commercial - For sprinkler system alterations to the 2019 VBBL and NFPA 13, 2013 for the tenant improvements to provide exterior and interior alterations to install underground piping and to interconnect heating /building heating system with new district piping system tied to the existing heating plant at this School site (Langara College) Engineer of Record: Liang Xin Peng 604-324-7122 lpeng@vikingfire.ca | Viking Fire Protection Inc
NULL | NULL | 100 W 49TH AVENUE, Vancouver, BC V5Y 2Z6 | Mechanical Permit | NULL | NULL | Draft | NULL | Division 15 Mechanical Ltd
PP-2023-00167 | 2023-01-17 | 100 W 49TH AVENUE, Vancouver, BC V5Y 2Z6 | Plumbing Permit | Commercial | Renovation | Completed | Commercial - removed, relocated and installed one new sink >BP: Interior alterations to provide improvements to Stuidio-58 in the basement level of Building A School-University (Langara College) building on this site. Work to demolish the bleachers and add a new steel catwalk with storage beneath. | Quadra Mechanical Systems Ltd
PP-2022-03522 | 2022-12-08 | 100 W 49TH AVENUE, Vancouver, BC V5Y 2Z6 | Plumbing Permit | Commercial | Renovation | Completed | Commercial - - Modify storm, sanitary and domestic water pipes in BLDG L parking lot - Modify sanitary pipe in Daycare building crawl space - Install floor drain in BLDG A Chemical Storage Room >Exterior and interior alterations to install underground piping and to interconnect heating /building heating system with new district piping system tied to the existing heating plant at this School site (Langara College) OK for field review per Hilton Letters of authorization provided by: Stephen Kooiman, P,Eng, Schedule A, Hyungryul (David) Joo, P.Eng, Electrical Schedule B, David Woo, P.Eng, Structural Schedule B, Hamid Samani, P.Eng, Mechanical and Plumbing Schedule B. Note to applicant: A Sprinkler permit may be required, as determined by the District Building Inspector. Energy checklist is currently no longer required with your Building Permit (BP) application. Some supporting documents are still required at BP stage, specifically Envelope and HVAC, if applicable. Service Water Heating and Lighting supporting documents, if applicable, must be submitted with your related Trades permits (e.g. electrical and plumbing). All energy upgrades will be checked during inspections stage. It is the applicant’s responsibility to identify and note all required upgrades including energy upgrades on their BP drawings at BP stage. | Division 15 Mechanical Ltd
EP-2023-01596 | 2023-02-27 | 100 W 49TH AVENUE, Vancouver, BC V5Y 2Z6 | Electrical Permit | Commercial | Renovation | Completed | Installation / Repair - Commercial - Install new BMS controls on district energy upgrade changes | ESC Automation Inc
SP-2023-00153 | 2023-02-21 | 100 W 49TH AVENUE, Vancouver, BC V5Y 2Z6 | Sprinkler Permit | Commercial | Tenant Improvement | Completed | Commercial - tenant improvement to existing sprinkler system BP: Interior alterations to provide improvements to Stuidio-58 in the basement level of Building A School-University (Langara College) building on this site. Work to demolish the bleachers and add a new steel catwalk with storage beneath. Revision #1 - Update door schedule - Update building code summary - Existing paint sink shown on existing plans with additional demolition notes - Retractable bleachers included - New paint sink and new extra step added to existing stairs two new opening in CMU wall - Steel guardrail replaced with plywood clad steel structure wall, steel cover plate - Additional sections and details that were needed for construction drawings OK for Field Review per T.Jawandha Letters of assurance submitted: Sch B (Arch): James Kao, AIBC, 604.685.6312 Sch B (Str): YJ Lee., P.Eng., 604.968.6940 Sch B (Elect): David C., P.Eng., 604.408.7222 Notes: 1. Energy upgrade triggers: E2 - Lighting - Upgrade to Local Control (per 9.4.1.1.(a) of ASHRAE 90.1-2016) 2. The alterations to an existing building shall confirm to the requirements in 2019 VBBL, including the bleacher seating and steps. >>> *****This application does not include any of the following: 1. Not more than 20 sprinklers (add, relocate, or remove), 2. hydraulic calculations, 3. change in occupancy and /or hazard classification, 4. warehouse storage arrangements, 5. mobile compact storage arrangements, 6. alternative solutions, 7. changes to the sprinkler system supply piping (e.g. valves, mains, cross-mains, branch-lines, etc.), or 8. flexible sprinkler pipe. | Escape Fire Protection Ltd
EP-2023-01142 | 2023-02-21 | 100 W 49TH AVENUE, Vancouver, BC V5Y 2Z6 | Electrical Permit | Commercial | Renovation | Completed | Installation / Repair - Commercial - Chiller Heating Plant Upgrade | Mott Electric General Partnership
EP-2023-02380 | 2023-03-21 | 100 W 49TH AVENUE, Vancouver, BC V5Y 2Z6 | Electrical Permit | Commercial | NULL | Issued | Annual / Operating - Annual Operating Permit RENEWAL of expired ANNUAL EP-2022-02248 -Valid: March 18, 2023 - March 17, 2024 | Axis Technical Services Corp
EP-2023-05687 | 2023-06-27 | 100 W 49TH AVENUE, Vancouver, BC V5Y 2Z6 | Electrical Permit | Commercial | Tenant Improvement | Issued | Installation / Repair - Commercial - Replace existing hallway panel @ classroom A218, install wiremold in classroom A362, minor circuit additions/alterations in classrooms A362/A218. | Mott Electric General Partnership
EP-2023-08845 | 2023-10-04 | 100 W 49TH AVENUE, Vancouver, BC V5Y 2Z6 | Electrical Permit | Commercial | Renovation | Issued | Installation / Repair - Commercial - 120/208V 3 Phase Panel Swap in studio 58. Previous lighting & electrical work completed in studio under permit EP-2022-10069. This permit will only cover changing the electrical panel in the space with new. No new circuitry or cabling. It is a 1 for 1 change of the panel. | JRGreene Electric Ltd
GP-2022-01339 | 2022-04-29 | 2116 W 46TH AVENUE, Vancouver, BC V6M 2L1 | Gas Permit | Residential | New | Completed | Residential - Napolen Freestanding BBQ #P500RSIB | Han Appliances & Refrigeration Ltd
EP-2022-03013 | 2022-04-12 | 2137 W 46TH AVENUE, Vancouver, BC V6M 2L2 | Electrical Permit | Residential | New | Expired | Temporary Power - Residential - To provide temporary power. | Aidea Solutions Ltd
SP-2023-00541 | 2023-03-30 | 2137 W 46TH AVENUE, Vancouver, BC V6M 2L2 | Sprinkler Permit | Residential | New | Completed | Residential - 1FD+SS - #1 & #2 - New Fire sprinkler installations The entire building, INCLUDING THE ATTACHED GARAGE (if applicable), to be sprinklered to NFPA 13D. >DB: To construct a 2 storey + basement one-family dwelling with a secondary suite located in the basement with a detached accessory building (garage), at the rear providing 2 parking spaces, having vehicular access from the lane. 1- Covenant registered at the Land Title Office under CA9679125 2- No strata titling permitted 3- No Bar sink proposed 4- A/C unit proposed in rear yard & second storey | Spectrum Fire Protection Ltd
EP-2023-02710 | 2023-03-29 | 2137 W 46TH AVENUE, Vancouver, BC V6M 2L2 | Electrical Permit | Residential | New | Completed | Installation / Repair - Residential - Tel/TV/DATA, intercom, CCTV, Security alarm finish >BP: To construct a 2 storey + basement one-family dwelling with a secondary suite ($794,750) located in the basement with a detached accessory building (garage), at the rear providing 2 parking spaces, having vehicular access from the lane. 1- Covenant registered at the Land Title Office under CA9679125 2- No strata titling permitted 3- No Bar sink proposed 4- A/C unit proposed in rear yard & second storey 5- Schedule B: Antony Wang P.Eng (604.618.6236) Structural & Geotechnical 6- Schedule B: Chen, Min-Wei (604.449.7789) Architectural 7- Schedule D: Chen, Min-Wei (604.449.7789) 8- HPO: Residential Builder - Vantac Management Ltd | Anmi Technology Corp.
EP-2023-03323 | 2023-04-17 | 2137 W 46TH AVENUE, Vancouver, BC V6M 2L2 | Electrical Permit | Residential | New | Issued | Temporary Power - Residential - To provide temporary power. | Aidea Solutions Ltd
MP-2023-00174 | 2023-02-08 | 2137 W 46TH AVENUE, Vancouver, BC V6M 2L2 | Mechanical Permit | NULL | NULL | Completed | NULL | Lucky Five Eight Plumbing & Heating Ltd
PP-2023-00783 | 2023-03-08 | 2137 W 46TH AVENUE, Vancouver, BC V6M 2L2 | Plumbing Permit | Residential | New | Completed | Residential - 1FD+SS - #1 & #2 - To install 1 gravity sump | Trust Excavation & Demolition Ltd
EP-2022-07205 | 2022-08-26 | 2137 W 46TH AVENUE, Vancouver, BC V6M 2L2 | Electrical Permit | Residential | New | Completed | Installation / Repair - Residential - A new single family house wiring, install all outlets, lighting system, electrical equipment. 200 A ,120/240v, single phase service. >BP: To construct a 2 storey + basement one-family dwelling with a secondary suite ($794,750) located in the basement with a detached accessory building (garage), at the rear providing 2 parking spaces, having vehicular access from the lane. 1- Covenant registered at the Land Title Office under CA9679125 2- No strata titling permitted 3- No Bar sink proposed 4- A/C unit proposed in rear yard & second storey 5- Schedule B: Antony Wang P.Eng (604.618.6236) Structural & Geotechnical 6- Schedule B: Chen, Min-Wei (604.449.7789) Architectural 7- Schedule D: Chen, Min-Wei (604.449.7789) 8- HPO: Residential Builder - Vantac Management Ltd Address Note: #1-2137 W 46th Av - One Family Dwelling (1st & 2nd floor, north & east portion of basement) #2-2137 W 46th Av - Secondary Suite (south & west portion of basement) Address and suite numbers assigned as per approved plans for Fire and Emergency response. The address number is to be posted on the building to be visible from the street and the suite numbers are to be posted at the suite entries in accordance with the Building By-law prior to final inspection. ******THIS PERMIT HAS BEEN ISSUED UNDER THE REQUIREMENTS OF VBBL #12511 (2019)****** | Aidea Solutions Ltd
GP-2023-00257 | 2023-01-20 | 2137 W 46TH AVENUE, Vancouver, BC V6M 2L2 | Gas Permit | Residential | New | Completed | Residential - 1FD+SS - #1 & #2 - Installation of 1 gas fireplace - venting and hook up only >DB: To construct a 2 storey + basement one-family dwelling with a secondary suite located in the basement with a detached accessory building (garage), at the rear providing 2 parking spaces, having vehicular access from the lane. 1- Covenant registered at the Land Title Office under CA9679125 2- No strata titling permitted 3- No Bar sink proposed 4- A/C unit proposed in rear yard & second storey | Urban Fireplaces Ltd
GP-2023-00029 | 2023-01-05 | 2137 W 46TH AVENUE, Vancouver, BC V6M 2L2 | Gas Permit | Residential | New | Completed | Residential - gas work for new residential house >BP: To construct a 2 story + basement one-family dwelling with a secondary suite located in the basement with a detached accessory building (garage), at the rear providing 2 parking spaces, having vehicular access from the lane. 1- Covenant registered at the Land Title Office under CA9679125 2- No strata titling permitted 3- No Bar sink proposed 4- A/C unit proposed in rear yard & second storey 5- Schedule B: Antony Wang P.Eng (604.618.6236) Structural & Geotechnical 6- Schedule B: Chen, Min-Wei (604.449.7789) Architectural 7- Schedule D: Chen, Min-Wei (604.449.7789) 8- HPO: Residential Builder - Vantac Management Ltd | Lucky Five Eight Plumbing & Heating Ltd
PP-2023-00027 | 2023-01-05 | 2137 W 46TH AVENUE, Vancouver, BC V6M 2L2 | Plumbing Permit | Residential | New | Completed | Residential - new residential dwelling >BP: To construct a 2 story + basement one-family dwelling with a secondary suite located in the basement with a detached accessory building (garage), at the rear providing 2 parking spaces, having vehicular access from the lane. 1- Covenant registered at the Land Title Office under CA9679125 2- No strata titling permitted 3- No Bar sink proposed 4- A/C unit proposed in rear yard & second storey 5- Schedule B: Antony Wang P.Eng (604.618.6236) Structural & Geotechnical 6- Schedule B: Chen, Min-Wei (604.449.7789) Architectural 7- Schedule D: Chen, Min-Wei (604.449.7789) 8- HPO: Residential Builder - Vantac Management Ltd | Lucky Five Eight Plumbing & Heating Ltd
GP-2022-02793 | 2022-09-19 | 2152 W 46TH AVENUE, Vancouver, BC V6M 2L1 | Gas Permit | Residential | Renovation | Completed | Residential - To remove and dispose of existing boiler system and water heater. To supply and install wall mounted Navien Combi NCB-240E 199,000 BTU 95% high efficient boiler. | Ashton Service Group/Ashton Mechanical Ltd.
EP-2023-01934 | 2023-09-14 | 2152 W 46TH AVENUE, Vancouver, BC V6M 2L1 | Electrical Permit | Residential | Renovation | Issued | Installation / Repair - Residential - We are adding a circuit for a heat pump *An approved mechanical permit is required for the installation of air conditioning or heat pump unit at the time of installation before an electrical inspection will be performed | Douglas Millington o/a Moose Electric
GP-2022-00921 | 2022-03-23 | 2143 W 49TH AVENUE, Vancouver, BC V6M 2T5 | Gas Permit | Residential | Renovation | Completed | Residential - INSTALLATION OF BOILER | Can Flame Heating Ltd
EP-2023-04206 | 2023-05-19 | 1926 W 4TH AVENUE, Vancouver, BC V6J 1M5 | Electrical Permit | Commercial | Tenant Improvement | Completed | Installation / Repair - Commercial - New tenant improvement of existing store for a bicycle repair shop. Includeds new wall outlets, refurbish existing wall outlets, new lighting, repair and retrofit of existing lighting. Data cabling, Fire alarm alterations. -we are not supplying or installing a sign, the checklist box means that we are providing power to a junction box for sign contractor to connect to under separate sign permit >BP: #101 Interior alterations to provide tenant improvements to this existing retail store for a new tenant in this existing commercial building on this site. Scope of work includes a new universal washroom, replacing the interior stairs with a ramp and new ceiling finishes. New Tenant: Repair & Run OK for field review per Rebecca - Feb 17/23 Notes: - Schedule A & B, Architectural, Mary Joann Zulueta, Architect, 403-618-6079. - Schedule B, Mechanical & Electrical, John B Mann, P.Eng, 416-609-8570. - Storefront glazing is to remain clear and unobstructed. No translucent or opaque film, artwork, shelving, display case, curtains or similar elements are to be installed on or directly outside or inside of the approved glazing. Separate permit is required for all signage. Energy checklist is currently no longer required with your Building Permit application. Some supporting documents are still required at BP stage, specifically Envelope and HVAC, if applicable. Service Water Heating and Lighting supporting documents, if applicable, must be submitted with your related trades permits (e.g. electrical and plumbing). | Trademark Electrical Contractors Inc
NULL | NULL | 1926 W 4TH AVENUE, Vancouver, BC V6J 1M5 | Plumbing Permit | Commercial | Renovation | Draft | Commercial - Moving bathroom sink roughin over. Replacing a toilet. | NULL
PP-2023-01972 | 2023-06-01 | 1926 W 4TH AVENUE, Vancouver, BC V6J 1M5 | Plumbing Permit | Commercial | Renovation | Completed | Commercial - UNIT #101 - Moving over rough in for bathroom sink. Replacing toilet. >BP: #101 Interior alterations to provide tenant improvements to this existing retail store for a new tenant in this existing commercial building on this site. Scope of work includes a new universal washroom, replacing the interior stairs with a ramp and new ceiling finishes. | MIDCITY PLUMBERS INC
PP-2023-01497 | 2023-04-28 | 1944 W 4TH AVENUE, Vancouver, BC V6J 1M5 | Plumbing Permit | Commercial | Tenant Improvement | Completed | Commercial - Install 2 @ RPBAs based off of COV sheet RPBA for chemical dispensing device RPBA for Dishwasher | Meridian West Mechanical Ltd
EP-2021-09582 | 2022-01-06 | 1965 W 4TH AVENUE, Vancouver, BC V6J 1M8 | Electrical Permit | Commercial | Renovation | Completed | Installation / Repair - Commercial - Renovation, moving one wall taking the wires then reattaching them on the new wall. 4 plugs, 2 switches. Using 14/2 BX. >BP: Unit #100 Interior alterations only and change of use from a Beauty Salon use to provide tenant improvements for a new General Office use in this existing commercial building. Scope includes adding walls to the interior of the suite, adding electrical receptacles at new wall and removing floor drains/ supply lines at open area. Tenant: Expedia Cruises (Martin Sayle) E2 Upgrade-Automatic full OFF (per 9.4.1.1.(h) of ASHRAE 90.1-2016) OK for office use as per Nehzat J, November 08, 2021. | EZ BC Electric Ltd
PP-2022-00092 | 2022-01-14 | 1965 W 4TH AVENUE, Vancouver, BC V6J 1M8 | Plumbing Permit | Commercial | Renovation | Completed | Commercial - Cap off two drains Unit #100 Interior alterations only and change of use from a Beauty Salon use to provide tenant improvements for a new General Office use in this existing commercial building. Scope includes adding walls to the interior of the suite, adding electrical receptacles at new wall and removing floor drains/ supply lines at open area. | J 8 PLUMBING & HEATING INC
PP-2022-03644 | 2022-10-13 | 1970 W 4TH AVENUE, Vancouver, BC | Plumbing Permit | Commercial | Renovation | Completed | Commercial - Installation of 6 hand sinks and laundry in existing space. >BP: Interior alterations to provide improvements for Similar to Health Enhancement Centre with accessory Retail Store tenant at 1970 W 4th Av on the second floor of this existing commercial building. | J & L Ferda Electrical and Plumbing
EP-2022-08733 | 2022-10-20 | 1970 W 4TH AVENUE, Vancouver, BC | Electrical Permit | Commercial | Renovation | Completed | Installation / Repair - Commercial - CEC SECTION 24 APPLIES Installation of lighting/receptacles to accommodate new floor plan layout for skincare rooms + retail area. Rest of rooms will remain as existing. >BP: Interior alterations to provide improvements for Similar to Health Enhancement Centre with accessory Retail Store tenant at 1970 W 4th Av on the second floor of this existing commercial building. Notes: 1. Related to DP-2022-00703 for change of use from General Office to Similar to Health Enhancement Centre | J & L Ferda Electrical and Plumbing
GP-2023-02214 | 2023-07-25 | 1475 W 54TH AVENUE, Vancouver, BC V6P 1N8 | Gas Permit | Residential | Renovation | Completed | Residential - Re&re Boiler | Milani Plumbing Heating & Air Conditioning Ltd
EP-2023-07562 | 2023-08-28 | 1485 W 54TH AVENUE, Vancouver, BC V5P 1Y3 | Electrical Permit | Residential | Addition | Completed | Installation / Repair - Residential - -Supply and install 60A Breaker in the Main Panel -Remove small section of Drywall above Main Panel to expose pre-existing conduit stub off to Garage -Supply and install junction box to conduit stub -Supply and install 6 AWG 3C NMD90, inside wall, to a junction box above -Supply and install 4x4 extension to existing 4x4 in Garage -Supply and install 3/4" EMT conduit from 4x4 to NEMA 14-50R outlet at Customer Provided Location -Supply and install 6 AWG RW90 inside pre-existing and new conduit to NEMA 14-50R | TDR Electric Inc
GP-2022-02617 | 2022-08-31 | 1488 W 54TH AVENUE, Vancouver, BC V6P 1N9 | Gas Permit | Residential | New | Completed | Residential - Gas cooktop re/re | Super Tech Appliances Installation Ltd
GP-2022-02733 | 2022-09-12 | 1498 W 54TH AVENUE, Vancouver, BC V6P 1N9 | Gas Permit | Residential | Renovation | Completed | Residential - Bosch 36" Gas Cooktop | Han Appliances & Refrigeration Ltd
PP-2023-00748 | 2023-03-07 | 1637 W 54TH AVENUE, Vancouver, BC V6P 1P1 | Plumbing Permit | Residential | New | Completed | Residential - Lawn Irrigation system installation >BP: To construct a 2.5 storey + basement one-family dwelling with a secondary suite located in the basement with a detached accessory building (garage), at the rear providing 4 parking spaces, having vehicular access from the lane. | Abba Landscaping Inc
PP-2022-00232 | 2022-01-25 | 1637 W 54TH AVENUE, Vancouver, BC V6P 1P1 | Plumbing Permit | Residential | New | Completed | Residential - 1FD+SS - #1 & #2 - Plumbing through out To construct a 2.5 storey + basement one-family dwelling with a secondary suite located in the basement with a detached accessory building (garage), at the rear providing 4 parking spaces, having vehicular access from the lane. Note: This is a 2 storey building pursuant to the Zoning and Development By-Law 1- Covenant registered at the Land Title Office under CA8311877 2- No strata titling permitted 3- Bar sink proposed in basement 4- A/C unit proposed in rear yard | T Paradiso Plumbing & Hot Water Heating Inc
GP-2022-01126 | 2022-04-11 | 1637 W 54TH AVENUE, Vancouver, BC V6P 1P1 | Gas Permit | Residential | New | Completed | Residential - Zero Clearance Gas Fireplace to New SFD Vent & Gas Hookup Only | Encore Fireplaces Ltd
EP-2022-02470 | 2022-03-28 | 1637 W 54TH AVENUE, Vancouver, BC V6P 1P1 | Electrical Permit | Residential | New | Completed | Installation / Repair - Residential - TV DATA TEL CCTV Central Vacuum, Security Alarm installation >BP: To construct a 2.5 storey + basement one-family dwelling with a secondary suite ($1,766,250.00) located in the basement with a detached accessory building (garage), at the rear providing 4 parking spaces, having vehicular access from the lane. Note: This is a 2 storey building pursuant to the Zoning and Development By-Law 1- Covenant registered at the Land Title Office under CA8311877 2- No strata titling permitted 3- Bar sink proposed in basement 4- A/C unit proposed in rear yard 5- Schedule B: Henry S.N. Hsu P.Eng. (604-322-7158) Structural & Geotechnical 6- HPO: Residential Builder - Yang's Enterprises Ltd. | AIGO TECHNOLOGY INC
GP-2022-00952 | 2022-03-29 | 1637 W 54TH AVENUE, Vancouver, BC V6P 1P1 | Gas Permit | Residential | New | Completed | Residential - gas piping only >To construct a 2.5 storey + basement one-family dwelling with a secondary suite ($1,766,250.00) located in the basement with a detached accessory building (garage), at the rear providing 4 parking spaces, having vehicular access from the lane. Note: This is a 2 storey building pursuant to the Zoning and Development By-Law 1- Covenant registered at the Land Title Office under CA8311877 2- No strata titling permitted 3- Bar sink proposed in basement 4- A/C unit proposed in rear yard 5- Schedule B: Henry S.N. Hsu P.Eng. (604-322-7158) Structural & Geotechnical 6- HPO: Residential Builder - Yang's Enterprises Ltd. Addressing Note: #1 - 1637 W 54th Av - Basement (North Side), 1st & 2nd storey (1FD) #2 - 1637 W 54th Av - Basement (South Side) - Sec Suite Addresses assigned per the approved plans, Fire and Emergency street access (walkway) to the secondary suite is from the East side. Street access must be provided & maintained at all times and the building addresses posted to be visible from the street in accordance with the Building By-law prior to Final Inspection. ******THIS PERMIT HAS BEEN ISSUED UNDER THE REQUIREMENTS OF VBBL #12511 (2019)****** | T Paradiso Plumbing & Hot Water Heating Inc
SP-2022-00445 | 2022-04-04 | 1637 W 54TH AVENUE, Vancouver, BC V6P 1P1 | Sprinkler Permit | Residential | New | Completed | Residential - Install a new fire suppression system >BP: To construct a 2.5 storey + basement one-family dwelling with a secondary suite ($1,766,250.00) located in the basement with a detached accessory building (garage), at the rear providing 4 parking spaces, having vehicular access from the lane. Note: This is a 2 storey building pursuant to the Zoning and Development By-Law 1- Covenant registered at the Land Title Office under CA8311877 2- No strata titling permitted 3- Bar sink proposed in basement 4- A/C unit proposed in rear yard 5- Schedule B: Henry S.N. Hsu P.Eng. (604-322-7158) Structural & Geotechnical 6- HPO: Residential Builder - Yang's Enterprises Ltd. Addressing Note: #1 - 1637 W 54th Av - Basement (North Side), 1st & 2nd storey (1FD) #2 - 1637 W 54th Av - Basement (South Side) - Sec Suite Addresses assigned per the approved plans, Fire and Emergency street access (walkway) to the secondary suite is from the East side. Street access must be provided & maintained at all times and the building addresses posted to be visible from the street in accordance with the Building By-law prior to Final Inspection. ******THIS PERMIT HAS BEEN ISSUED UNDER THE REQUIREMENTS OF VBBL #12511 (2019)****** | Brent C Williams
EP-2022-03610 | 2022-05-04 | 1637 W 54TH AVENUE, Vancouver, BC V6P 1P1 | Electrical Permit | Residential | New | Completed | Installation / Repair - Residential - Electrical work in a new house, including underground cable,rough wire,service and finishing work. >BP: To construct a 2.5 storey + basement one-family dwelling with a secondary suite ($1,766,250.00) located in the basement with a detached accessory building (garage), at the rear providing 4 parking spaces, having vehicular access from the lane. Note: This is a 2 storey building pursuant to the Zoning and Development By-Law 1- Covenant registered at the Land Title Office under CA8311877 2- No strata titling permitted 3- Bar sink proposed in basement 4- A/C unit proposed in rear yard 5- Schedule B: Henry S.N. Hsu P.Eng. (604-322-7158) Structural & Geotechnical 6- HPO: Residential Builder - Yang's Enterprises Ltd. Addressing Note: #1 - 1637 W 54th Av - Basement (North Side), 1st & 2nd storey (1FD) #2 - 1637 W 54th Av - Basement (South Side) - Sec Suite Addresses assigned per the approved plans, Fire and Emergency street access (walkway) to the secondary suite is from the East side. Street access must be provided & maintained at all times and the building addresses posted to be visible from the street in accordance with the Building By-law prior to Final Inspection. ******THIS PERMIT HAS BEEN ISSUED UNDER THE REQUIREMENTS OF VBBL #12511 (2019)****** | SCS Electrical Services Ltd
EP-2022-04017 | 2022-05-16 | 1637 W 54TH AVENUE, Vancouver, BC V6P 1P1 | Electrical Permit | Residential | New | Expired | Temporary Power - Residential - To provide temporary power. | SCS Electrical Services Ltd
PP-2022-01627 | 2022-05-11 | 767 W 53RD AVENUE, Vancouver, BC V6P 1K5 | Plumbing Permit | Residential | New | Completed | Residential - Plumbing for: >BP: To construct a two-storey two-family dwelling with two secondary suites located in the basement, with a detached accessory building (garage) and open parking at the rear providing 3 parking spaces, having vehicular access from the lane. 1. A/C unit proposed at rear yard. 2. Schedule B: (Antony Wang) P.Eng (604.618.6236) Structural & Geotechnical 3. BC Housing ( Hawthorne Enterprises Ltd.) Note: This is a 2 storey building pursuant to the Zoning and Development By-Law ******THIS PERMIT HAS BEEN ISSUED UNDER THE REQUIREMENTS OF VBBL 2019.****** EAST UNIT #1-767 W 53rd Av - One Family Dwelling (1st & 2nd floor) #2-767 W 53rd Av - Secondary Suite (basement) WEST UNIT #1-769 W 53rd Av - One Family Dwelling (1st & 2nd floor) #2-769 W 53rd Av - Secondary Suite (basement) Address and suite numbers assigned as per approved plans for Fire and Emergency response. The address numbers are to be posted on the building to be visible from the street and the suite numbers are to be posted at the suite entries in accordance with the Building By-law prior to final inspection. The entire building, to be sprinklered to NFPA 13D. Combustible projections or roof soffits on an exposing building face shall not project to less than .45m from the property line and shall be in compliance with VBBL 2019 9.10.15.5.(9) | Mann Plumbing and Heating (2019) Ltd
EP-2022-03322 | 2022-05-05 | 767 W 53RD AVENUE, Vancouver, BC V6P 1K5 | Electrical Permit | Residential | New | Completed | Installation / Repair - Residential - New rough wiring and finishing 200 amp service 4 plex meterbase ** Amend 07/26/2022** Service 200Amp 4lex meterbase,4units 4 separate meter for each unit To construct a two-storey two-family dwelling with two secondary suites located in the basement, with a detached accessory building (garage) and open parking at the rear providing 3 parking spaces, having vehicular access from the lane. 1. A/C unit proposed at rear yard. 2. Schedule B: (Antony Wang) P.Eng (604.618.6236) Structural & Geotechnical 3. BC Housing ( Hawthorne Enterprises Ltd.) ** Amend 05/04/2022** Main service 400 amp overhead,4 plex meterbase.125 amp for each main houses and 100 amp for each secondary suites | CHEEMA ELECTRIC LTD
SP-2022-00853 | 2022-05-30 | 767 W 53RD AVENUE, Vancouver, BC V6P 1K5 | Sprinkler Permit | Residential | New | Completed | Residential - install new fire sprinkler system To construct a two-storey two-family dwelling with two secondary suites located in the basement, with a detached accessory building (garage) and open parking at the rear providing 3 parking spaces, having vehicular access from the lane. 1. A/C unit proposed at rear yard. 2. Schedule B: (Antony Wang) P.Eng (604.618.6236) Structural & Geotechnical 3. BC Housing ( Hawthorne Enterprises Ltd.) | CENTRE LINE FIRE SPRINKLERS LTD
EP-2022-05864 | 2022-07-13 | 767 W 53RD AVENUE, Vancouver, BC V6P 1K5 | Electrical Permit | Residential | New | Completed | Installation / Repair - Residential - Alarm, data, phone cameras rough wire and finishing >BP: To construct a two-storey two-family dwelling with two secondary suites located in the basement, with a detached accessory building (garage) and open parking at the rear providing 3 parking spaces, having vehicular access from the lane. 1. A/C unit proposed at rear yard. 2. Schedule B: (Antony Wang) P.Eng (604.618.6236) Structural & Geotechnical 3. BC Housing ( Hawthorne Enterprises Ltd.) Note: This is a 2 storey building pursuant to the Zoning and Development By-Law ******THIS PERMIT HAS BEEN ISSUED UNDER THE REQUIREMENTS OF VBBL 2019.****** The entire building, to be sprinklered to NFPA 13D. Combustible projections or roof soffits on an exposing building face shall not project to less than .45m from the property line and shall be in compliance with VBBL 2019 9.10.15.5.(9) | Charanjit Singh
EP-2023-04735 | 2023-05-30 | 1339 W 53RD AVENUE, Vancouver, BC V6P 1K8 | Electrical Permit | Residential | Addition | Completed | Installation / Repair - Residential - Replace meter base for the main house. | MILKYWAY INDUSTRY LTD
GP-2023-01741 | 2023-06-05 | 1346 W 53RD AVENUE, Vancouver, BC V6P 1K9 | Gas Permit | Residential | Renovation | Issued | Residential - 1 fireplace >BP: Exterior and interior alterations to renovate this existing 1FD | Galaxy Fireplaces Ltd
PP-2023-01409 | 2023-04-21 | 1346 W 53RD AVENUE, Vancouver, BC V6P 1K9 | Plumbing Permit | Residential | Renovation | Issued | Residential - Renovated Kitchen >BP: Exterior and interior alterations to renovate this existing 1FD. Scope of work: new interior wall, replace flooring, update existing electrical, replace new tiling. | Calley Mechanical Ltd
GP-2023-01317 | 2023-05-04 | 1346 W 53RD AVENUE, Vancouver, BC V6P 1K9 | Gas Permit | Residential | Renovation | Issued | Residential - New gas line for gas range and gas fireplace >BP: Exterior and interior alterations to renovate this existing 1FD. Scope of work: new interior wall, replace flooring, update existing electrical, replace new tiling. | Calley Mechanical Ltd
EP-2023-03334 | 2023-05-02 | 1346 W 53RD AVENUE, Vancouver, BC V6P 1K9 | Electrical Permit | Residential | Renovation | Completed | Installation / Repair - Residential - Residential renovation. Demolish branch circuit, lighting, etc.. Provide new branch circuiting, lighting, data/catv outlets as required. >BP: Exterior and interior alterations to renovate this existing 1FD. Scope of work: new interior wall, replace flooring, update existing electrical, replace new tiling. DBI to determine if P.eng required when framing exposed. | Centre Electric Ltd
EP-2022-02378 | 2022-03-25 | 1346 W 53RD AVENUE, Vancouver, BC V6P 1K9 | Electrical Permit | Residential | Renovation | Completed | Installation / Repair - Residential - Service upgrade to 200A | Centre Electric Ltd
EP-2023-11376 | NULL | 1355 W 53RD AVENUE, Vancouver, BC V6P 1K8 | Electrical Permit | Residential | New | Application Incomplete | Installation / Repair - Residential - upgrade service and install electrical system for laneway house | Xian Zhao
EP-2023-06878 | 2023-07-31 | 1431 W 53RD AVENUE, Vancouver, BC V6P 1L1 | Electrical Permit | Residential | Renovation | Completed | Installation / Repair - Residential - As per Stan K (DEI) request: remove all ungrounded receptacles (8) and replace with TR GFCIs. | SEAN CHYSYK O/A HYCREST ELECTRICAL
GP-2023-01548 | 2023-05-12 | 837 W 61ST AVENUE, Vancouver, BC V6P 2B8 | Gas Permit | Residential | Tenant Improvement | Completed | Residential - Furnace Replacement | Wah Fai Plumbing & Heating Inc
EP-2022-01381 | 2022-02-22 | 844 W 61ST AVENUE, Vancouver, BC V6P 2B7 | Electrical Permit | Residential | New | Expired | Temporary Power - Residential - To provide temporary power. | G G S ELECTRICAL LTD
PP-2022-04250 | 2022-11-25 | 2211 W 5TH AVENUE, Vancouver, BC V6K 1S4 | Plumbing Permit | Commercial | Addition | Completed | Commercial - Install DCVA in storage room | Urban Plumbing & Heating Ltd
PP-2023-01441 | 2023-04-25 | 2252 W 5TH AVENUE, Vancouver, BC V6K 1S3 | Plumbing Permit | Commercial | Addition | Completed | Commercial - 4inch backflow installation | Stuart Andrews
NULL | NULL | 2252 W 5TH AVENUE, Vancouver, BC V6K 1S3 | Sprinkler Permit | Commercial | Tenant Improvement | Draft | Commercial - 4inch backflow installation | Stuart Andrews
EP-2023-08215 | 2023-09-13 | 2286 W 5TH AVENUE, Vancouver, BC V6K 1S3 | Electrical Permit | Commercial | Renovation | Completed | Installation / Repair - Commercial - To replace (1) light, one (1) plug and one (1) disconnect switch [3ph, 100amp] in elevator machine room and one (1) light and one (1) outlet in pit. To run new ground wire to bond disconnect and phone line from electrical room to machine room. This is part of an elevator upgrade, and we will be replacing items that already exist with newer. | Fina Electrical Systems Ltd
GP-2023-04203 | 2023-12-27 | 2065 W 48TH AVENUE, Vancouver, BC V6M 2P4 | Gas Permit | Residential | Renovation | Issued | Residential - re/re of existing hot water tank with tankless water heater | 1236318 BC Ltd DBA Aquatech Vancouver
PP-2022-02714 | 2022-08-05 | 2083 W 48TH AVENUE, Vancouver, BC V6M 2P4 | Plumbing Permit | Residential | Addition | Completed | Residential - Legal suite adding kitchen and laundry. Bathroom update Interior/exterior alterations to this existing one family dwelling including change of use from one family dwelling to one family dwelling with secondary suite. Scope of work to add secondary suite to basement. | AVATAR PLUMBING AND HEATING LTD
EP-2022-06666 | 2022-08-10 | 2083 W 48TH AVENUE, Vancouver, BC V6M 2P4 | Electrical Permit | Residential | Renovation | Completed | Installation / Repair - Residential - Secondary Suite renovation project. Adress is #2-2083 W 48th ave. DP #2022-00024. Main panel is 150 amps.Main panel is located at second legal suite. Main panel will seperate a sub panel for main unit.And no A/C unite.We are going to prewire the power circuit to secondary suite's kitche,washer and dryer. And Also Smoke ALarm circuite connect from suite to main unit.Plus we will extend the main floor circuit to main floor's subpanel. -We will install a 100 amps subpanel for main unit. And this main panel was located in the legal suite. >BP: Interior/exterior alterations to this existing one family dwelling including change of use from one family dwelling to one family dwelling with secondary suite. Scope of work to add secondary suite to basement. Schedule B - Structural - Shaozhe Guo - 778-926-0525 | Aidea Solutions Ltd
PP-2023-00663 | 2023-02-27 | 2136 W 48TH AVENUE, Vancouver, BC V6M 2P5 | Plumbing Permit | Residential | New | Issued | Residential - 2FD - #1 & #2 - two out side sumps with out pump | JVT EXCAVATING & DEMOLITION LTD
EP-2023-01140 | 2023-02-09 | 2136 W 48TH AVENUE, Vancouver, BC V6M 2P5 | Electrical Permit | Residential | New | Issued | Temporary Power - Residential - To provide temporary power. NOTE: Work authorized by this permit is for placement of a temporary power pole only and does not authorize any site construction and/or excavation. A separate Building Permit will be required prior to commencement of any other work on this site. | 24/6 Electric Ltd
MP-2023-00906 | 2023-05-22 | 2136 W 48TH AVENUE, Vancouver, BC V6M 2P5 | Mechanical Permit | NULL | NULL | Issued | NULL | Alpine Mechanicals Ltd
PP-2023-01633 | 2023-05-09 | 2136 W 48TH AVENUE, Vancouver, BC V6M 2P5 | Plumbing Permit | Residential | New | Issued | Residential - 2FD - FRONT - 2136 W 48TH AV - #1 - (NORTH) REAR - 2136 W 48TH AV - #2 - (SOUTH) DWV underground, waterline, finishing Entire Building to have NFPA 13-D sprinkler requirements >DB: To construct a two and half-storey two-family dwelling ($787,000), with a detached accessory building (garage) providing 2 parking spaces, having vehicular access from the lane. Note: This is a 2.5 storey building pursuant to the Zoning and Development By-Law 1. Two A/C units proposed on the second floor/ rear yard 2. No Bar sinks proposed | Alpine Mechanicals Ltd
EP-2023-06562 | 2023-07-20 | 2136 W 48TH AVENUE, Vancouver, BC V6M 2P5 | Electrical Permit | Residential | New | Issued | Installation / Repair - Residential - Installation of security alarm, intercom, camera, tel, tv, speaker, data wiring &completion. >BP: To construct a two and half-storey two-family dwelling ($787,000), with a detached accessory building (garage) providing 2 parking spaces, having vehicular access from the lane. Note: This is a 2.5 storey building pursuant to the Zoning and Development By-Law 1. Two A/C units proposed on the second floor/ rear yard 2. No Bar sinks proposed 3. Schedule B: Yatendra Kumar Sharma P.Eng (778.863.7076) Structural & Geotechnical & Arch. #1.5 glass guards 4. Schedule B: Thanh Van Le P.Eng P.Eng (604.421.3288) Geotechnical 5. HPO: Residential Builder – Jagraj Garcha - License #39476 6. Entire Building to have NFPA 13-D sprinkler requirements ***This permit is issued under the VBBL 2019, with updated energy requirements as per bylaw # 12997 effective Jan 01, 2022.*** | Repel Security Systems Ltd
EP-2023-06443 | 2023-07-31 | 2136 W 48TH AVENUE, Vancouver, BC V6M 2P5 | Electrical Permit | Residential | New | Issued | Installation / Repair - Residential - Duplex unit with 200 amp service and 125 to each unit >BP: To construct a two and half-storey two-family dwelling ($787,000), with a detached accessory building (garage) providing 2 parking spaces, having vehicular access from the lane. Note: This is a 2.5 storey building pursuant to the Zoning and Development By-Law 1. Two A/C units proposed on the second floor/ rear yard 2. No Bar sinks proposed 3. Schedule B: Yatendra Kumar Sharma P.Eng (778.863.7076) Structural & Geotechnical & Arch. #1.5 glass guards 4. Schedule B: Thanh Van Le P.Eng P.Eng (604.421.3288) Geotechnical 5. HPO: Residential Builder – Jagraj Garcha - License #39476 6. Entire Building to have NFPA 13-D sprinkler requirements ***This permit is issued under the VBBL 2019, with updated energy requirements as per bylaw # 12997 effective Jan 01, 2022.*** | 24/6 Electric Ltd
SP-2023-01284 | 2023-07-18 | 2136 W 48TH AVENUE, Vancouver, BC V6M 2P5 | Sprinkler Permit | Residential | New | Issued | Residential - NEW HOME | SBMS Construction Ltd
GP-2023-02034 | 2023-07-07 | 2136 W 48TH AVENUE, Vancouver, BC V6M 2P5 | Gas Permit | Residential | New | Issued | Residential - 2 Ranges, 2 Boilers & 2 BBQ's >BP: To construct a two and half-storey two-family dwelling | Sodhi Development Ltd
EP-2024-00238 | 2024-01-09 | 2162 W 48TH AVENUE, Vancouver, BC V6M 2P5 | Electrical Permit | Residential | New | Issued | Installation / Repair - Residential - Installation of security system | ADT Security Services Canada Inc
SP-2023-01466 | 2023-09-05 | 2181 W 48TH AVENUE, Vancouver, BC V6M 2P6 | Sprinkler Permit | Residential | New | Issued | Residential - Installation of fire sprinkler system >DB: To construct a 2 storey one-family dwelling with an open parking pad, providing 1 parking space, having vehicular access from the 20' Lane. 1. Covenant registered at the Land Title Office under CA9383638 2. No Strata Titling permitted 3. A/C proposed – Exterior component located in rear yard, Interior component located in second floor. 4. Bar sink located in cellar. **THIS PERMIT HAS BEEN ISSUED UNDER THE REQUIREMENTS OF VBBL #12511 (2019) ** | Secure Fire Mechanical Ltd
EP-2023-03795 | 2023-05-01 | 2181 W 48TH AVENUE, Vancouver, BC V6M 2P6 | Electrical Permit | Residential | Renovation | Issued | Temporary Power - Residential - To provide temporary power. | Gold Medal Electric Ltd
EP-2023-03781 | 2023-05-01 | 2181 W 48TH AVENUE, Vancouver, BC V6M 2P6 | Electrical Permit | Residential | New | Issued | Temporary Power - Residential - To provide temporary power. | Kooner Electrical Ltd
MP-2023-00850 | 2023-05-17 | 2181 W 48TH AVENUE, Vancouver, BC V6M 2P6 | Mechanical Permit | NULL | NULL | Issued | NULL | United Mechanical Ltd
GP-2023-01678 | 2023-05-30 | 2181 W 48TH AVENUE, Vancouver, BC V6M 2P6 | Gas Permit | Residential | New | Issued | Residential - 1 boiler & 1 range - Complete 1 bbq & 1 fireplace - Piping only >BP: To construct a 2 storey one-family dwelling | Deep Gas Fitting Ltd.
PP-2023-01142 | 2023-04-03 | 2181 W 48TH AVENUE, Vancouver, BC V6M 2P6 | Plumbing Permit | Residential | New | Issued | Residential - LWH - #3 - Plumbing rough in The entire building to be sprinklered to NFPA 13D. >DB: To construct a 2 storey laneway house building with 1 open parking pad having vehicular access from the 20' Lane. Note: This is a 1 ½ storey building pursuant to the Zoning & Development By-law. 1. Covenant registered at the Land Title Office under CA9383638 2. No Strata Titling permitted 3. No A/C Unit proposed | United Mechanical Ltd
EP-2023-02958 | 2023-04-17 | 2181 W 48TH AVENUE, Vancouver, BC V6M 2P6 | Electrical Permit | Residential | New | Issued | Installation / Repair - Residential - ¦ 1FD: 200A ¦ 2 SEPARATE SERVICES ¦ Rough wire, Service, and Finishing to be completed. >Permit Amendment Nov 16, 2023 -Service details change: 1- 200A service to 2 separate 200A Services ¦ 1FD: 200A ¦ LWH: 200A -"Revised load calculations for main house " *Document(s) uploaded to "Application Documents" tab for Electrical Inspector review. Documents are at pending status at time of permit amendment approval >BP: To construct a 2 storey one-family dwelling ($922,865.00) with an open parking pad, providing 1 parking space, having vehicular access from the 20' Lane. 1. Covenant registered at the Land Title Office under CA9383638 2. No Strata Titling permitted 3. A/C proposed – Exterior component located in rear yard, Interior component located in second floor. 4. Bar sink located in cellar. 5. Schedule B: (ZHANCHAO ZHAO, P.Eng. - 604-526-1305) Structural & Geotechnical 6. HPO: Residential Builder- (RENG JIE YUE) | Kooner Electrical Ltd
PP-2022-03137 | 2022-09-09 | 2181 W 48TH AVENUE, Vancouver, BC V6M 2P6 | Plumbing Permit | Residential | New | Issued | Residential - SUMPS | Bhullar Excavating and Demolition
PP-2022-04129 | 2022-11-16 | 2181 W 48TH AVENUE, Vancouver, BC V6M 2P6 | Plumbing Permit | Residential | New | Issued | Residential - Plumbing for: >BP: To construct a 2 storey one-family dwelling ($922,865.00) with an open parking pad, providing 1 parking space, having vehicular access from the 20' Lane. 1. Covenant registered at the Land Title Office under CA9383638 2. No Strata Titling permitted 3. A/C proposed – Exterior component located in rear yard, Interior component located in second floor. 4. Bar sink located in cellar. 5. Schedule B: (ZHANCHAO ZHAO, P.Eng. - 604-526-1305) Structural & Geotechnical 6. HPO: Residential Builder- (RENG JIE YUE) Note: This is a 2 storey building pursuant to the Zoning and Development By-Law ** Laneway house permit under DB-2021-04947.** **THIS PERMIT HAS BEEN ISSUED UNDER THE REQUIREMENTS OF VBBL #12511 (2019) ** | United Mechanical Ltd
EP-2022-02207 | 2022-03-21 | 3112 W 48TH AVENUE, Vancouver, BC V6N 3P6 | Electrical Permit | Residential | Addition | Completed | Installation / Repair - Residential - Replacing the main electrical panel with new. | Hall Electrical Ltd
EP-2023-04049 | 2023-05-08 | 3255 W 48TH AVENUE, Vancouver, BC V6N 3P7 | Electrical Permit | Residential | New | Issued | Temporary Power - Residential - To provide temporary power. | Beyond Electric Ltd
PP-2023-04148 | 2023-11-24 | 3255 W 48TH AVENUE, Vancouver, BC V6N 3P7 | Plumbing Permit | Residential | New | Issued | Residential - Install one outside storm sump >Amend: Dec 19th -Install two outside storm sump NOTE: Engineering Assurance letter will be submitted to the Plumbing Inspector on the site. Letter shall conform to the requirements of Vancouver Bulletin 2000-008-EL/PL. | PTL Contracting Ltd
EP-2023-08357 | NULL | 2120 W 54TH AVENUE, Vancouver, BC V6P 1P5 | Electrical Permit | Residential | Addition | Applicant Revisions | Installation / Repair - Residential - BC Hydro reference number, 4954366, for disconnect and reconnect 200A o/h service entry at the new lane way house, install new 200A o/h service with 200A duplex metering base, 100A at each duplex meter at the new lane way house. The existing 200A panel will replace with 100A main breaker and feed via underground from one of the 100A duplex metering base from the new lane way house. The other 100A duplex metering base will feed to the new 100A panel in the new lane way house. (EP-2023-07274) *Permit application privilege's have been revoked. For further discussion contact Jason Rowley: 604.873.7836 | Sy Teh Engineering Ltd
EP-2023-01050 | 2023-02-09 | 2130 W 54TH AVENUE, Vancouver, BC V6P 1P5 | Electrical Permit | Residential | Addition | Completed | Installation / Repair - Residential - Wiring of a new detached garage. Scope of work includes installation of a new service, one EV charger and branch circuit (9600W), and a 4000W baseboard heater. >BP: Scope of work: To construct a detached 23 x 34' accessory building (garage) at the rear of this 1 family dwelling to provide 3 parking spaces, having vehicular access from the rear. okay for SIPS per N. Jalalkamali January 10, 2021 | Kuban Electric Ltd
EP-2023-00995 | 2023-02-07 | 2130 W 54TH AVENUE, Vancouver, BC V6P 1P5 | Electrical Permit | Residential | New | Completed | Installation / Repair - Residential - SECURITY ALARM SYSTEM. STRUCTURED WIRING. SURVEILLANCE CAMERA >BP: Scope of work: To construct a detached 23 x 34' accessory building (garage) at the rear of this 1 family dwelling to provide 3 parking spaces, having vehicular access from the rear. okay for SIPS per N. Jalalkamali January 10, 2021 | Vancouver Audiospace Home Control Ltd
GP-2023-02492 | 2023-08-25 | 2161 W 54TH AVENUE, Vancouver, BC V6P 1P7 | Gas Permit | Residential | Renovation | Completed | Residential - K'aid 36" gas c/top - KCGS556ESS | Han Appliances & Refrigeration Ltd
GP-2022-00414 | 2022-02-08 | 1081 W 55TH AVENUE, Vancouver, BC V6P 1P9 | Gas Permit | Residential | Renovation | Completed | Residential - To replace the existing furnace with a high-efficiency Ameristar furnace | Shan Jiang DBA Spring River Drainage Plumbing & Heating
EP-2022-08784 | NULL | 1388 W 55TH AVENUE, Vancouver, BC V6P 1R2 | Electrical Permit | Residential | Renovation | Application Incomplete | Installation / Repair - Residential - Installation of separate metered 240V line into the garage | NULL
EP-2022-07879 | NULL | 1388 W 55TH AVENUE, Vancouver, BC V6P 1R2 | Electrical Permit | Residential | Addition | Applicant Revisions | Installation / Repair - Residential - >>>>HOMEOWNER PERMIT<<<<< New service for garage for electric vehicle. 100 amp >Install a new 100 amp meter base at the south east corner of the property and panel in garage. | NULL
GP-2022-02700 | 2022-09-08 | 1389 W 55TH AVENUE, Vancouver, BC V6P 1R3 | Gas Permit | Residential | Renovation - Dwelling Unit(s) only | Completed | Residential - Boiler replacement >>Amend: Oct. 14th -adding another appliance: replacement of one water heater | Heatco Furnace Services Ltd
EP-2023-02644 | 2023-03-27 | 3334 WINLAW PLACE, Vancouver, BC V5M 3G4 | Electrical Permit | Residential | New | Issued | Temporary Power - Residential - To provide temporary power. | Kuban Electric Ltd
PP-2023-02096 | 2023-06-14 | 3334 WINLAW PLACE, Vancouver, BC V5M 3G4 | Plumbing Permit | Residential | New | Issued | Residential - 2FD+SS - 1x outside gravity sump, 1x outside sump with pump | J & R Excavation & Demolition Ltd.
EP-2023-07380 | 2023-08-21 | 3334 WINLAW PLACE, Vancouver, BC V5M 3G4 | Electrical Permit | Residential | New | Cancelled | Installation / Repair - Residential - Wiring of new duplex dwelling To construct a two and half-storey two-family dwelling with one secondary suite located in the basement, with two single car detached accessory buildings with one surface parking at the rear providing 3 parking spaces, having vehicular access from the lane. Note: This is a 2 1/2 storey building pursuant to the Zoning and Development By-Law 1. Covenant registered at the Land Title Office under CB599727 2. External mechanical unit proposed in the front and rear yard 3. No bar sinks proposed 4. Schedule B: Jeff Allester, P.Eng. (604-228-0518) Structural 5. Schedule B: P.K.L. Fong, P.Eng (604-837-3205) Geotechnical 6. HPO: Residential Builder - Murray-Sims Construction Ltd. 7. The entire building, INCLUDING THE ATTACHED GARAGE (if applicable), to be sprinklered to 2XNFPA 13D. 8. As shown by an asterisk (*) on the building permit floor plans and/or elevations, exit protection is required to be provided in accordance with Articles 9.9.4.4., 9.9.4.6., and/or 9.37.2.8. of the 2019 VBBL | Kuban Electric Ltd
GP-2023-04036 | 2023-12-14 | 3334 WINLAW PLACE, Vancouver, BC V5M 3G4 | Gas Permit | Residential | New | Issued | Residential - 1 Fireplace Install 2 DV CC40LE SOUTH UNIT CC40E-NG >BP: To construct a two and half-storey two-family dwelling with one secondary suite ($1,164,175.00) located in the basement, with two single car detached accessory buildings with one surface parking at the rear providing 3 parking spaces, having vehicular access from the lane. | BC Fireplace Service Inc
EP-2023-10869 | 2023-12-21 | 3334 WINLAW PLACE, Vancouver, BC V5M 3G4 | Electrical Permit | Residential | New | Issued | Installation / Repair - Residential - ¦ 2FD + 1SS ¦ 2 SEPARATE 200A SERVICES TO CONTINUE WORK STARTED BY OTHERS (EP-2023-07380) New Duplex wiring with 2 x 200 Amp 1 phase services. 1 unit with secondary suite *An approved mechanical permit is required for the installation of air conditioning or heat pump unit before a final electrical inspection will be performed >BP: To construct a two and half-storey two-family dwelling with one secondary suite ($1,164,175.00) located in the basement, with two single car detached accessory buildings with one surface parking at the rear providing 3 parking spaces, having vehicular access from the lane. Note: This is a 2 1/2 storey building pursuant to the Zoning and Development By-Law 1. Covenant registered at the Land Title Office under CB599727 2. External mechanical unit proposed in the front and rear yard 3. No bar sinks proposed 4. Schedule B: Jeff Allester, P.Eng. (604-228-0518) Structural 5. Schedule B: P.K.L. Fong, P.Eng (604-837-3205) Geotechnical 6. HPO: Residential Builder - Murray-Sims Construction Ltd. 7. The entire building, INCLUDING THE ATTACHED GARAGE (if applicable), to be sprinklered to 2XNFPA 13D. 8. As shown by an asterisk (*) on the building permit floor plans and/or elevations, exit protection is required to be provided in accordance with Articles 9.9.4.4., 9.9.4.6., and/or 9.37.2.8. of the 2019 VBBL ***This permit has been issued under the VBBL 2019, with updated energy requirements as per bylaw # 12997 effective Jan 01, 2022.*** | Santec Electric Inc
MP-2024-00032 | 2024-01-09 | 3334 WINLAW PLACE, Vancouver, BC V5M 3G4 | Mechanical Permit | NULL | NULL | Issued | NULL | BNA Systems Inc and/or Kirkland Metal Shop Ltd
EP-2023-00127 | 2023-01-06 | 1023 WOLFE AVENUE, Vancouver, BC V6H 1V6 | Electrical Permit | Residential | Tenant Improvement | Completed | Installation / Repair - Residential - replace panel This fire alarm system upgrade is limited only to the replacement of existing panel without altering the existing wiring or outlet boxes. This permit has been issued based on Bulletin 2018-004-BU/EL. | Cobing Building Solutions Ltd
PP-2022-01737 | 2022-05-20 | 1041 WOLFE AVENUE, Vancouver, BC V6H 1V6 | Plumbing Permit | Residential | Renovation | Completed | Residential - Install new kitchen drain >BP: Interior and exterior alterations to main and basement levels including removal of the secondary suite in this existing one-family dwelling Scope of work to include: relocate kitchen in principle dwelling, remove partition walls and post, remove and add new windows on east elevation, replace covered porch window with new door 1) The scope of the exterior work is as follows: a) Remove 4 windows on east elevation and replace with 3 new; new headers per Engineering drawings; b) Relocate window from west to north wall of covered porch and replace with new exterior door; c) Add new concrete tile pathway; and, d) Remove flex court tiles from basketball court. Structural/Geotechnical Schedule B - Henry S.N. Hsu - 604.322.7158 OK for Field Review per A. Patterson May 14, 2021 Okay for exterior alterations per B.Clark January 13, 2021 | Aquaman Plumbing And Heating Ltd
EP-2022-03384 | 2022-04-27 | 1041 WOLFE AVENUE, Vancouver, BC V6H 1V6 | Electrical Permit | Residential | Renovation | Completed | Installation / Repair - Residential - upgrade service and kitchen renovation Interior and exterior alterations to main and basement levels including removal of the secondary suite in this existing one-family dwelling Scope of work to include: relocate kitchen in principle dwelling, remove partition walls and post, remove and add new windows on east elevation, replace covered porch window with new door **Amend 11/24/2022** Add A/C in rear **Amend 12/15/2022** Load calculation documents have been uploaded | FC Electric Inc
EP-2022-03960 | 2022-05-16 | 1041 WOLFE AVENUE, Vancouver, BC V6H 1V6 | Electrical Permit | Residential | Renovation | Completed | Installation / Repair - Residential - 1FD+SS - #1 & #2 - Low voltage including TV Interior and exterior alterations to main and basement levels including removal of the secondary suite in this existing one-family dwelling Scope of work to include: relocate kitchen in principle dwelling, remove partition walls and post, remove and add new windows on east elevation, replace covered porch window with new door | Moda Smart Home Inc
NULL | NULL | 1051 WOLFE AVENUE, Vancouver, BC V6H 1V6 | Plumbing Permit | Residential | Renovation | Withdrawn | Residential - City of Vancouver failed the suites and asked the owner to permanently cap the water lines and drainage. We will be cutting and permanently capping these lines. Altogether three laundries and three kitchens. | NULL
EP-2022-00960 | 2022-02-09 | 1051 WOLFE AVENUE, Vancouver, BC V6H 1V6 | Electrical Permit | Residential | Renovation | Completed | Installation / Repair - Residential - Removing the wires for an illegal suite. - CF-2019-008835 >BP: Interior alterations to reinstate internal access between the main floor and basement, remove interior partition walls in the basement and to remove 3 unauthorized dwelling units in the basement of this existing one family dwelling building on this site. Exterior alterations are to validate the 24' by 8' deck on the main floor proposed under expired DB441623 and to close off access to the unfinished garage space on the basement level. Letters of assurance submitted: Sch B (Structural): J. Allester, P.Eng, 604.228.0518 Note: Removal of the unauthorized dwelling units includes the removal of all the cabinets (upper and lower), the hood fan, range and all associated wiring up to the supply breaker and to permanently cap off any discontinued domestic water pipes and drainage pipes | Best Electric Ltd
PP-2022-00527 | 2022-02-18 | 1051 WOLFE AVENUE, Vancouver, BC V6H 1V6 | Plumbing Permit | Residential | Renovation | Completed | Residential - City of Vancouver has asked the owner to remove the unauthorized basement suites. I would like to apply for the plumbing permit to cut and permanently cap the water lines and drainage. Note: Removal of the unauthorized dwelling units includes the removal of all the cabinets (upper and lower), the hood fan, range and all associated wiring up to the supply breaker and to permanently cap off any discontinued domestic water pipes and drainage pipes | Ridgeview Plumbing and Heating Ltd
EP-2023-05517 | 2023-06-21 | 1055 WOLFE AVENUE, Vancouver, BC V6H 1V6 | Electrical Permit | Residential | Addition | Completed | Installation / Repair - Residential - Installation of security system. | ADT Security Services Canada Inc
MP-2023-01131 | 2023-06-21 | 1055 WOLFE AVENUE, Vancouver, BC V6H 1V6 | Mechanical Permit | NULL | NULL | Completed | NULL | Milani Plumbing Heating & Air Conditioning Ltd
EP-2023-05546 | 2023-07-31 | 1055 WOLFE AVENUE, Vancouver, BC V6H 1V6 | Electrical Permit | Residential | Renovation | Issued | Installation / Repair - Residential - Electrical supply for Dsplit -reference: MP-2023-01131 | Milani Electric Limited
PP-2021-03198 | 2022-03-22 | 1098 WOLFE AVENUE, Vancouver, BC V6H 1V8 | Plumbing Permit | Residential | Renovation | Issued | Residential - Replacing most of the water and drain lines. Adding bathrooms Interior and exterior alterations to expand the powder room on the ground floor into the existing attached outdoor storage (as approved per DP 2022-00031) and to provide improvements on main and upper floor of this existing one family dwelling on this site. Note: window/door replacement and HAP under DB-2021-05831 Scope of work also includes: Replace all plumbing fixtures/millwork including all related drywall work, deconstruct existing laundry room and construct office, kitchen renovation, replace wood burning fireplace with gas insert. | Paris Plumbing And Heating Ltd
GP-2022-01303 | 2022-04-26 | 1098 WOLFE AVENUE, Vancouver, BC V6H 1V8 | Gas Permit | Residential | Renovation | Completed | Residential - Installation of 1 gas fireplace -venting and hook up only >BP: Interior and exterior alterations to expand the powder room on the ground floor into the existing attached outdoor storage (as approved per DP 2022-00031) and to provide improvements on main and upper floor of this existing one family dwelling on this site. Note: window/door replacement and HAP under DB-2021-05831 Scope of work also includes: Replace all plumbing fixtures/millwork including all related drywall work, deconstruct existing laundry room and construct office, kitchen renovation, replace wood burning fireplace with gas insert. Architectural Schedule B - Clinton Cuddington - 604.737.0235 OK for field review as per Rosa Astorino - January 25, 2022 | Urban Fireplaces Ltd
EP-2022-02203 | NULL | 1098 WOLFE AVENUE, Vancouver, BC V6H 1V8 | Electrical Permit | Residential | New | Withdrawn | Installation / Repair - Residential - Wiring for security and cameras | Provident Security Corp
SP-2022-00446 | 2022-03-30 | 1098 WOLFE AVENUE, Vancouver, BC V6H 1V8 | Sprinkler Permit | Residential | Renovation | Issued | Residential - Relocate 19 sprinkler heads >BP: Interior and exterior alterations to expand the powder room on the ground floor into the existing attached outdoor storage (as approved per DP 2022-00031) and to provide improvements on main and upper floor of this existing one family dwelling on this site. Note: window/door replacement and HAP under DB-2021-05831 Scope of work also includes: Replace all plumbing fixtures/millwork including all related drywall work, deconstruct existing laundry room and construct office, kitchen renovation, replace wood burning fireplace with gas insert. Architectural Schedule B - Clinton Cuddington - 604.737.0235 OK for field review as per Rosa Astorino - January 25, 2022 | Mainland Fire Protection Ltd
EP-2022-07997 | 2022-09-23 | 1098 WOLFE AVENUE, Vancouver, BC V6H 1V8 | Electrical Permit | Residential | Renovation | Issued | Installation / Repair - Residential - Phase 2 of renovation includes the lower floor and new electrical service Interior and exterior alterations to expand the powder room on the ground floor into the existing attached outdoor storage (as approved per DP 2022-00031) and to provide improvements on main and upper floor of this existing one family dwelling on this site. Note: window/door replacement and HAP under DB-2021-05831 Scope of work also includes: Replace all plumbing fixtures/millwork including all related drywall work, deconstruct existing laundry room and construct office, kitchen renovation, replace wood burning fireplace with gas insert. | Castle Electric Inc
PP-2023-04313 | 2023-12-13 | 1098 WOLFE AVENUE, Vancouver, BC V6H 1V8 | Plumbing Permit | Residential | Renovation | Issued | Residential - The work will take place in the basement. Adding a new 3 piece bathroom and remodelling the existing bath. >BP: Interior and exterior alterations to expand the powder room on the ground floor into the existing attached outdoor storage (as approved per DP 2022-00031) and to provide improvements on main and upper floor of this existing one family dwelling on this site. Note: window/door replacement and HAP under DB-2021-05831 Scope of work also includes: Replace all plumbing fixtures/millwork including all related drywall work, deconstruct existing laundry room and construct office, kitchen renovation, replace wood burning fireplace with gas insert. | Paris Plumbing And Heating Ltd
PP-2023-04171 | 2023-11-29 | 1098 WOLFE AVENUE, Vancouver, BC V6H 1V8 | Plumbing Permit | Residential | Renovation | Issued | Residential - Re and Re: install 3 outside sumps without pumps >BP: Interior and exterior alterations to expand the powder room on the ground floor into the existing attached outdoor storage (as approved per DP 2022-00031) and to provide improvements on main and upper floor of this existing one family dwelling on this site. Note: window/door replacement and HAP under DB-2021-05831 Scope of work also includes: Replace all plumbing fixtures/millwork including all related drywall work, deconstruct existing laundry room and construct office, kitchen renovation, replace wood burning fireplace with gas insert. | Octiscapes Site Services Ltd
EP-2023-08583 | NULL | 2255 YORK AVENUE, Vancouver, BC V6K 1C5 | Electrical Permit | Commercial | Tenant Improvement | Application Incomplete | Installation / Repair - Commercial - Electrical for 20kW 60A 3phase Generator Installation -Provide and Install 100A ATS In Electrical Room -Partial House Panel backup- 20kW- No elevators - Install up to 80' of #6 AWG 4C Cu TECK Cable from ATS to Generator through storage area -Wiring and commissioning of Generator | MJR Electric Ltd
EP-2022-05858 | 2022-07-12 | 2335 YORK AVENUE, Vancouver, BC V6K 1C8 | Electrical Permit | Commercial | Tenant Improvement | Completed | Installation / Repair - Commercial - Electrical maintenance at the Elevator Building, using the same wiring. Replace existing elevator disconnect with new fused, lockable disconnect c/w feeder to controller. Replace cab light disconnect with new c/w feeder to controller. Replace fixtures in machine room and pit with new 4' LED fixtures c/w cages. Replace receptacles in machine room and pit with new GFCI receptacles. Install new telephone line (to be activated by building). Install new ground wire from building ground to elevator disconnect switch. Existing elevator feeder from BC Hydro to be reused. | Sasco Contractors Ltd
EP-2022-01151 | 2022-02-15 | 4248 WINDSOR STREET, Vancouver, BC V5V 4P4 | Electrical Permit | Residential | New | Completed | Installation / Repair - Residential - Complete prewiring and finishing Main service-400 amp Unit A-4248 meter-200 amp Unit B-4248 meter-200 amp -Pls change service amps, 400 amps to 200 amps. I submitted new load calculations according to 200 amps >BP: New 2FD with 1 lock-off unit To construct a two-storey two-family dwelling with one lock-off unit ($745,525) located in the basement, with attached accessory building (garage) providing 2 parking spaces, having vehicular access from the street. Note: The entire building, INCLUDING THE ATTACHED GARAGE (if applicable), to be sprinklered to 2 x NFPA 13R Note: This is a 2 storey building pursuant to the Zoning and Development By-Law 1. Covenant registered at the Land Title Office under CA925824 to CA925825 2. No strata titling of the lock-off unit permitted 3. A/C units proposed in the rear yard 4. Bar sinks proposed in the basement 5. Schedule B: Makham S. Dhillon P. Eng (604-537-6271) Structural & Geotechnical 6. HPO: Residential Builder - Lanka Constructions Ltd. ******THIS PERMIT HAS BEEN ISSUED UNDER THE REQUIREMENTS OF VBBL #12511 (2019)**** | SUNSTONE ELECTRIC LTD
EP-2022-01398 | 2022-02-23 | 4248 WINDSOR STREET, Vancouver, BC V5V 4P4 | Electrical Permit | Residential | New | Completed | Installation / Repair - Residential - Security alarm & low voltage (data only) >BP: New 2FD with 1 lock-off unit To construct a two-storey two-family dwelling with one lock-off unit ($745,525) located in the basement, with attached accessory building (garage) providing 2 parking spaces, having vehicular access from the street. Note: The entire building, INCLUDING THE ATTACHED GARAGE (if applicable), to be sprinklered to 2 x NFPA 13R Note: This is a 2 storey building pursuant to the Zoning and Development By-Law 1. Covenant registered at the Land Title Office under CA925824 to CA925825 2. No strata titling of the lock-off unit permitted 3. A/C units proposed in the rear yard 4. Bar sinks proposed in the basement 5. Schedule B: Makham S. Dhillon P. Eng (604-537-6271) Structural & Geotechnical 6. HPO: Residential Builder - Lanka Constructions Ltd. Address Note: UPPER UNIT 4248 Windsor St - Upper One Dwelling (west portion of 2nd storey; 3rd storey) *Primary LOWER UNIT #1 - 4250 Windsor St - Lower One Dwelling (south portion of basement; 1st storey; east portion of 2nd storey) #2 - 4250 Windsor St - Lower Unit Lock-off (north portion of basement) Addresses assigned per approved plans. Fire and Emergency street access to the secondary suite is from the north side. Street access must be provided and maintained at all times. The building addresses are to be posted and to be visible from the street in accordance with the Building By-law prior to final inspection. ******THIS PERMIT HAS BEEN ISSUED UNDER THE REQUIREMENTS OF VBBL #12511 (2019)****** | Xon Automation Ltd
SP-2022-00126 | 2022-02-07 | 4248 WINDSOR STREET, Vancouver, BC V5V 4P4 | Sprinkler Permit | Residential | New | Completed | Residential - To Install 55 sprinkler heads >BP: New 2FD with 1 lock-off unit To construct a two-storey two-family dwelling with one lock-off unit ($745,525) located in the basement, with attached accessory building (garage) providing 2 parking spaces, having vehicular access from the street. Note: The entire building, INCLUDING THE ATTACHED GARAGE (if applicable), to be sprinklered to 2 x NFPA 13R Note: This is a 2 storey building pursuant to the Zoning and Development By-Law 1. Covenant registered at the Land Title Office under CA925824 to CA925825 2. No strata titling of the lock-off unit permitted 3. A/C units proposed in the rear yard 4. Bar sinks proposed in the basement 5. Schedule B: Makham S. Dhillon P. Eng (604-537-6271) Structural & Geotechnical 6. HPO: Residential Builder - Lanka Constructions Ltd. Address Note: UPPER UNIT 4248 Windsor St - Upper One Dwelling (west portion of 2nd storey; 3rd storey) *Primary LOWER UNIT #1 - 4250 Windsor St - Lower One Dwelling (south portion of basement; 1st storey; east portion of 2nd storey) #2 - 4250 Windsor St - Lower Unit Lock-off (north portion of basement) Addresses assigned per approved plans. Fire and Emergency street access to the secondary suite is from the north side. Street access must be provided and maintained at all times. The building addresses are to be posted and to be visible from the street in accordance with the Building By-law prior to final inspection. ******THIS PERMIT HAS BEEN ISSUED UNDER THE REQUIREMENTS OF VBBL #12511 (2019)****** | General Sprinkler Systems Ltd
GP-2022-00203 | 2022-01-24 | 4248 WINDSOR STREET, Vancouver, BC V5V 4P4 | Gas Permit | Residential | New | Completed | Residential - gas piping only **Amend 03/21/2022** Add 1 more fireplace. Piping only New 2FD with 1 lock-off unit To construct a two-storey two-family dwelling with one lock-off unit located in the basement, with attached accessory building (garage) providing 2 parking spaces, having vehicular access from the street. Note: This is a 2 storey building pursuant to the Zoning and Development By-Law 1. Covenant registered at the Land Title Office under CA925824 to CA925825 2. No strata titling of the lock-off unit permitted 3. A/C units proposed in the rear yard 4. Bar sinks proposed in the basement 5. Schedule B: Makham S. Dhillon P. Eng (604-537-6271) Structural & Geotechnical 6. HPO: Residential Builder - Lanka Constructions Ltd. | FAST ROUTE PLUMBING & REFRIGERATION MECHANICAL LTD
GP-2022-00870 | 2022-03-21 | 4248 WINDSOR STREET, Vancouver, BC V5V 4P4 | Gas Permit | Residential | New | Completed | Residential - Install 2 gas fireplaces. This is duplex house each house has one fireplace Work will be done at the Lower Unit-4250 Windsor st | JOT MECHANICAL LTD
EP-2022-02170 | 2022-03-17 | 4328 WINDSOR STREET, Vancouver, BC V5V 4P4 | Electrical Permit | Residential | Renovation | Completed | Installation / Repair - Residential - Service upgrade to 200 Amps 120/240v and lower level rewire to remove any aluminum wire and relocating circuits. >BP: Exterior and Interior Alterations and change of use from 1 Family Dwelling with Secondary Suite to 1 Family Dwelling Building with no lane at this existing site. letter of assurance submitted by: Henry S. Hsu 604-322-7158, P.Eng, Structural, Geotechnical Schedule B. Energy checklist is currently no longer required with your Building Permit (BP) application. Some supporting documents are still required at BP stage, specifically Envelope and HVAC, if applicable. Service Water Heating and Lighting supporting documents, if applicable, must be submitted with your related Trades permits (e.g. electrical and plumbing). All energy upgrades will be checked during inspections stage. It is the applicant’s responsibility to identify and note all required upgrades including energy upgrades on their BP drawings at BP stage. * side doors are not permitted within 5 meters of property line * | Ryan Charles Pagnossin
GP-2022-00744 | 2022-03-22 | 4328 WINDSOR STREET, Vancouver, BC V5V 4P4 | Gas Permit | Residential | Renovation | Completed | Residential - Gas fireplace installation Exterior and Interior Alterations and change of use from 1 Family Dwelling with Secondary Suite to 1 Family Dwelling Building with no lane at this existing site. | 496302 BC Ltd
PP-2022-01107 | 2022-04-01 | 4328 WINDSOR STREET, Vancouver, BC V5V 4P4 | Plumbing Permit | Residential | Renovation | Completed | Residential - Replacing fixtures, running some new drains and water lines Exterior and Interior Alterations and change of use from 1 Family Dwelling with Secondary Suite to 1 Family Dwelling Building with no lane at this existing site. | Robert Buten
GP-2022-01156 | 2022-04-13 | 4328 WINDSOR STREET, Vancouver, BC V5V 4P4 | Gas Permit | Residential | Renovation | Completed | Residential - Tankless water heater replaces old storage tank. Gas line run for stove, fireplace and bbq box. **Amend 05/11/2022** 80 000 btu cook top and a 39 000 btu bbq. | 1st Place Services Ltd
EP-2022-02689 | 2022-04-03 | 4343 WINDSOR STREET, Vancouver, BC V5V 4P6 | Electrical Permit | Residential | New | Expired | Temporary Power - Residential - To provide temporary power. | JR ELECTRIC LTD.
EP-2022-02305 | 2022-03-22 | 4343 WINDSOR STREET, Vancouver, BC V5V 4P6 | Electrical Permit | Residential | New | Expired | Temporary Power - Residential - To provide temporary power. Amend: Apr 6, 2022 change from 100amps to 60amp service | JR ELECTRIC LTD.
EP-2022-04661 | 2022-06-14 | 4343 WINDSOR STREET, Vancouver, BC V5V 4P6 | Electrical Permit | Residential | New | Completed | Installation / Repair - Residential - Wiring of new construction | JR ELECTRIC LTD.
PP-2022-02706 | 2022-08-04 | 4343 WINDSOR STREET, Vancouver, BC V5V 4P6 | Plumbing Permit | Residential | New | Completed | Residential - Sump install | Kingsman Excavating Ltd.
GP-2022-02952 | 2022-10-03 | 4343 WINDSOR STREET, Vancouver, BC V5V 4P6 | Gas Permit | Residential | New | Completed | Residential - Install 2 fireplace for: >BP: To construct a two-storey two-family dwelling ($645,250) with a detached accessory building (garage) at the rear providing 2 parking spaces, having vehicular access from the lane. Note: This is a 2 storey building pursuant to the Zoning and Development By-Law 1. A/C units proposed in rear yard 2. No Bar sinks proposed 3. Schedule B: Alan Prahalad, P.ENG Structural & Geotechnical 4. HPO: Residential Builder - Asanti Development Ltd | Canadian Fireplace Ltd
PP-2022-03104 | 2022-09-07 | 4343 WINDSOR STREET, Vancouver, BC V5V 4P6 | Plumbing Permit | Residential | New | Completed | Residential - Rough In, Install fixtures >To construct a two-storey two-family dwelling ($645,250) with a detached accessory building (garage) at the rear providing 2 parking spaces, having vehicular access from the lane. Note: This is a 2 storey building pursuant to the Zoning and Development By-Law 1. A/C units proposed in rear yard 2. No Bar sinks proposed 3. Schedule B: Alan Prahalad, P.ENG Structural & Geotechnical 4. HPO: Residential Builder - Asanti Development Ltd Address Information: FRONT UNIT 4343 Windsor St - One Family Dwelling (east side 1st-3rd floor) NORTH UNIT 4341 Windsor St - One Family Dwelling (west side 1st-3rd floor) Address numbers assigned as per approved plans for Fire and Emergency response. The address numbers are to be posted to the building to be visible from the street and in accordance with the Building By-law prior to final inspection. ******THIS PERMIT HAS BEEN ISSUED UNDER THE REQUIREMENTS OF VBBL #12511 (2019)****** Amend: Oct 26, 2022 ADD (2) DECK DRAINS | Parm Plumbing & heating Ltd
EP-2022-06932 | 2022-08-18 | 4343 WINDSOR STREET, Vancouver, BC V5V 4P6 | Electrical Permit | Residential | New | Completed | Installation / Repair - Residential - Security,tel,tv,data,camera,intercom wiring and completion >BP: To construct a two-storey two-family dwelling ($645,250) with a detached accessory building (garage) at the rear providing 2 parking spaces, having vehicular access from the lane. Note: This is a 2 storey building pursuant to the Zoning and Development By-Law 1. A/C units proposed in rear yard 2. No Bar sinks proposed 3. Schedule B: Alan Prahalad, P.ENG Structural & Geotechnical 4. HPO: Residential Builder - Asanti Development Ltd | Repel Security Systems Ltd
SP-2022-01739 | 2022-10-20 | 4343 WINDSOR STREET, Vancouver, BC V5V 4P6 | Sprinkler Permit | Residential | New | Completed | Residential - New sprinkler system for: >BP: To construct a two-storey two-family dwelling ($645,250) with a detached accessory building (garage) at the rear providing 2 parking spaces, having vehicular access from the lane. Note: This is a 2 storey building pursuant to the Zoning and Development By-Law 1. A/C units proposed in rear yard 2. No Bar sinks proposed 3. Schedule B: Alan Prahalad, P.ENG Structural & Geotechnical 4. HPO: Residential Builder - Asanti Development Ltd | Haven Fire Protection Ltd
MP-2022-00521 | 2022-11-03 | 4343 WINDSOR STREET, Vancouver, BC V5V 4P6 | Mechanical Permit | NULL | NULL | Completed | NULL | Parm Plumbing & heating Ltd
NULL | NULL | 4343 WINDSOR STREET, Vancouver, BC V5V 4P6 | Mechanical Permit | NULL | NULL | Draft | NULL | Parm Plumbing & heating Ltd
NULL | NULL | 4350 WINDSOR STREET, Vancouver, BC V5V 4P4 | Electrical Permit | Residential | Renovation | Draft | Installation / Repair - Residential - service upgrade from 100 to 200 amp expired permit # EP-2022-02094 | F & S Electrical Ltd
GP-2022-00923 | 2022-03-23 | 4350 WINDSOR STREET, Vancouver, BC V5V 4P4 | Gas Permit | Residential | Renovation | Completed | Residential - Re/re of water heater with tankless Navien water heater | 1236318 BC Ltd DBA Aquatech Vancouver
EP-2022-02094 | 2022-03-16 | 4350 WINDSOR STREET, Vancouver, BC V5V 4P4 | Electrical Permit | Residential | Renovation | Completed | Installation / Repair - Residential - service upgrade from 100 to 200 amp | F & S Electrical Ltd
GP-2022-04118 | 2022-12-23 | 4358 WINDSOR STREET, Vancouver, BC V5V 4P4 | Gas Permit | Residential | Renovation | Completed | Residential - Re&re Furnace | Milani Plumbing Heating & Air Conditioning Ltd
GP-2021-03060 | 2022-03-18 | 4484 WINDSOR STREET, Vancouver, BC V5V 5A5 | Gas Permit | Residential | Renovation | Expired | Residential - furnace and water heater replacement Water heater @ 40,000 BTU Furnace @ 60,000 BTU | M V P Plumbing & Heating Gas Ltd
GP-2022-01635 | 2022-05-27 | 4504 WINDSOR STREET, Vancouver, BC V5V 4P7 | Gas Permit | Residential | Renovation - Dwelling Unit(s) only | Completed | Residential - Furnace installation | Heatco Furnace Services Ltd
EP-2022-01268 | 2022-02-22 | 4504 WINDSOR STREET, Vancouver, BC V5V 4P7 | Electrical Permit | Residential | Addition | Completed | Installation / Repair - Residential - Upgrading existing electrical service from 60 amps to 200 amps | Big Forest Electric Ltd
EP-2023-00035 | NULL | 4508 WINDSOR STREET, Vancouver, BC V5V 4P7 | Electrical Permit | Residential | New | Withdrawn | Temporary Power - Residential - To provide temporary power. | F & S Electrical Ltd
EP-2023-00239 | 2023-01-11 | 4508 WINDSOR STREET, Vancouver, BC V5V 4P7 | Electrical Permit | Residential | New | Expired | Temporary Power - Residential - To provide temporary power. | F & S Electrical Ltd
GP-2023-01893 | 2023-06-23 | 4508 WINDSOR STREET, Vancouver, BC V5V 4P7 | Gas Permit | Residential | New | Issued | Residential - 2 BBQ's, 1 Fireplace & 1 Range Rough in for the fireplace only >BP: To construct a 2 storey + basement one-family dwelling with a secondary suite **Amendment - September 29, 2023 - Added 1 Range **Amendment- September 15, 2023 - Add 1 more BBQ** *Amend* August 11, 2023- Add 1 Fireplace (rough in only) | BD Plumbing
PP-2023-02233 | 2023-06-23 | 4508 WINDSOR STREET, Vancouver, BC V5V 4P7 | Plumbing Permit | Residential | New | Issued | Residential - New construction plumbing >BP: To construct a 2 storey + basement one-family dwelling with a secondary suite located in the basement with a detached accessory building (garage), at the rear providing 2 parking spaces, having vehicular access from the lane. Note: The entire building, INCLUDING THE ATTACHED GARAGE (if applicable), to be sprinklered to NFPA 13D. Note: Covenant to be registered prior to sheathing inspection. 1- No strata titling permitted 2- No Bar sink proposed 3- A/C unit proposed in rear yard 4- Schedule B: Ke Jian, Ma P.Eng (604.599.8890) Structural & Geotechnical 5- HPO: Residential Builder - Solaris Properties Inc. Sept 28/2023-AMEND add 1 outdoor sink to roof/deck Oct 5/2023-AMEND add 1 deck drain | BD Plumbing
PP-2023-01956 | 2023-06-01 | 4508 WINDSOR STREET, Vancouver, BC V5V 4P7 | Plumbing Permit | Residential | New | Issued | Residential - new gravity sump | Vancouver Excavating and Contracting Ltd
EP-2023-07921 | 2023-09-13 | 4508 WINDSOR STREET, Vancouver, BC V5V 4P7 | Electrical Permit | Residential | New | Issued | Installation / Repair - Residential - ¦ 1FD + 1SS- 200A ¦ Full new house with legal basement suite. 200A service on private pole with double meter base. *An approved mechanical permit is required for the installation of air conditioning or heat pump unit at the time of installation before an electrical inspection will be performed >BP: To construct a 2 storey + basement one-family dwelling with a secondary suite ($609,400) located in the basement with a detached accessory building (garage), at the rear providing 2 parking spaces, having vehicular access from the lane. Note: The entire building, INCLUDING THE ATTACHED GARAGE (if applicable), to be sprinklered to NFPA 13D. Note: This Building Permit will remain in a suspended status until the associated (green) Demolition Permit BP-2022-03591 is completed. Note: Covenant to be registered prior to sheathing inspection. 1- No strata titling permitted 2- No Bar sink proposed 3- A/C unit proposed in rear yard 4- Schedule B: Ke Jian, Ma P.Eng (604.599.8890) Structural & Geotechnical 5- HPO: Residential Builder - Solaris Properties Inc. | F & S Electrical Ltd
EP-2023-09245 | 2023-10-13 | 4508 WINDSOR STREET, Vancouver, BC V5V 4P7 | Electrical Permit | Residential | New | Issued | Installation / Repair - Residential - Security and Data roughin and finishing. >BP: To construct a 2 storey + basement one-family dwelling with a secondary suite ($609,400) located in the basement with a detached accessory building (garage), at the rear providing 2 parking spaces, having vehicular access from the lane. Note: The entire building, INCLUDING THE ATTACHED GARAGE (if applicable), to be sprinklered to NFPA 13D. Note: Covenant to be registered prior to sheathing inspection. 1- No strata titling permitted 2- No Bar sink proposed 3- A/C unit proposed in rear yard 4- Schedule B: Ke Jian, Ma P.Eng (604.599.8890) Structural & Geotechnical 5- HPO: Residential Builder - Solaris Properties Inc. ***This permit is issued under the VBBL 2019, with updated energy requirements as per bylaw # 12997 effective Jan 01, 2022.*** | Venture One Services Inc
SP-2023-02028 | 2023-11-03 | 4508 WINDSOR STREET, Vancouver, BC V5V 4P7 | Sprinkler Permit | Residential | New | Issued | Residential - Install sprinklers in sfd - Note: The entire building, INCLUDING THE ATTACHED GARAGE (if applicable), to be sprinklered to NFPA 13D. >BP: To construct a 2 storey + basement one-family dwelling with a secondary suite ($609,400) located in the basement with a detached accessory building (garage), at the rear providing 2 parking spaces, having vehicular access from the lane. Note: Covenant to be registered prior to sheathing inspection. 1- No strata titling permitted 2- No Bar sink proposed 3- A/C unit proposed in rear yard 4- Schedule B: Ke Jian, Ma P.Eng (604.599.8890) Structural & Geotechnical 5- HPO: Residential Builder - Solaris Properties Inc. Address and suite numbers assigned as per approved plans for Fire and Emergency response. The address number is to be posted on the building to be visible from the street and the suite numbers are to be posted at the suite entries in accordance with the Building By-law prior to final inspection. ***This permit is issued under the VBBL 2019, with updated energy requirements as per bylaw # 12997 effective Jan 01, 2022.*** | Gold Key Fire Protection Ltd
GP-2023-03740 | 2023-11-28 | 4508 WINDSOR STREET, Vancouver, BC V5V 4P7 | Gas Permit | Residential | New | Issued | Residential - 1 Fireplace venting, installation & final hook up of gas fireplace >BP: To construct a 2 storey + basement one-family dwelling with a secondary suite ($609,400) located in the basement with a detached accessory building (garage), at the rear providing 2 parking spaces, having vehicular access from the lane. | Galaxy Fireplaces Ltd
MP-2024-00002 | 2024-01-02 | 4508 WINDSOR STREET, Vancouver, BC V5V 4P7 | Mechanical Permit | NULL | NULL | Issued | NULL | Lumi HVAC Ltd
GP-2023-03157 | 2023-10-20 | 6792 YEW STREET, Vancouver, BC V6P 5W1 | Gas Permit | Residential | Renovation - Dwelling Unit(s) only | Completed | Residential - Installing gas furnace | Reid Brothers Plumbing & Heating Ltd
EP-2022-04088 | 2022-05-18 | 6875 YEW STREET, Vancouver, BC V6P 5W2 | Electrical Permit | Commercial | Renovation | Completed | Installation / Repair - Commercial - Extend wiring at boiler, add switch at boiler and emergency shut off switch by boiler room door | Santec Electric Inc
PP-2022-03839 | NULL | 705 WOODLAND DRIVE, Vancouver, BC V5L 3R2 | Plumbing Permit | Commercial | Renovation | Draft | Commercial - Installation of prv valve cew1589480. | Water Design-COV - Paolo Bandiera
GP-2022-01694 | 2022-06-02 | 1209 WOODLAND DRIVE, Vancouver, BC V5L 3S2 | Gas Permit | Residential | Renovation | Completed | Residential - To replace two tankless water heaters in the same location. | Paolo's Plumbing & Heating Ltd
GP-2022-03991 | 2022-12-14 | 1216 WOODLAND DRIVE, Vancouver, BC V5L 3S1 | Gas Permit | Residential | Renovation | Completed | Residential - To replace one water heater in the same location. | Paolo's Plumbing & Heating Ltd
EP-2023-04852 | 2023-06-14 | 1239 WOODLAND DRIVE, Vancouver, BC V5L 3S2 | Electrical Permit | Residential | Renovation | Completed | Installation / Repair - Residential - Upgrade service from 60 amp to 200 amp Do renovations throughout the home such as receptacles, lighting, wiring updates, fixture replacements *The client does not want to add AC, heat pump or EV charger -CF-2022-001056 *Permit Amendment Jul 04, 2023 -"Add the extra low voltage wire work" >BP: Exterior and interior alterations and change of use from Single Detached House to Single Detached House with Secondary Suite. Scope of work includes approximately 40 percent of the foundation being replaced, new deck at rear, front porch re & re, and new gable roof at the rear of this building. | Atma Electric Ltd.
PP-2023-02006 | 2023-06-06 | 1239 WOODLAND DRIVE, Vancouver, BC V5L 3S2 | Plumbing Permit | Residential | Renovation | Issued | Residential - Finishing >BP: Exterior and interior alterations and change of use from Single Detached House to Single Detached House with Secondary Suite. Scope of work includes approximately 40 percent of the foundation being replaced, new deck at rear, front porch re & re, and new gable roof at the rear of this building. Amend: July 10, 2023 Add fixtures: Inside sanitary pump Outside storm pump | DELCO MECHANICAL SYSTEMS LTD
PP-2023-02005 | 2023-06-06 | 1251 WOODLAND DRIVE, Vancouver, BC V5L 3S2 | Plumbing Permit | Residential | Renovation | Issued | Residential - Finishing >BP: Exterior and interior alterations and change of use from Single Detached House to Single Detached House with Secondary Suite. Scope of work includes: approximately 50-70 percent of the foundation being replaced, new exterior deck at rear, grades altered due for installation of concrete path on the West side of the house. | DELCO MECHANICAL SYSTEMS LTD
PP-2022-00638 | 2022-02-24 | 1348 WOODLAND DRIVE, Vancouver, BC V5L 3S3 | Plumbing Permit | Residential | Renovation | Completed | Residential - remove and replace fixtures for 2.5 bathrooms Interior alterations to change of use from one family dwelling to one family dwelling with a secondary suite(on the basement level) and provide improvements to the bathrooms on the 2nd floor. | Ikonick Pipeworks Ltd
EP-2022-06799 | NULL | 1403 WOODLAND DRIVE, Vancouver, BC V5L 3S5 | Electrical Permit | Residential | Tenant Improvement | Applicant Revisions | Installation / Repair - Residential - Electrical to heat pump unit *An approved mechanical permit is required for heat pump installation before an electrical inspection will be performed | 0994152 BC Ltd
NULL | NULL | 1403 WOODLAND DRIVE, Vancouver, BC V5L 3S5 | Mechanical Permit | NULL | NULL | Draft | NULL | NULL
GP-2022-02215 | 2022-07-28 | 1403 WOODLAND DRIVE, Vancouver, BC V5L 3S5 | Gas Permit | Residential | Tenant Improvement | Completed | Residential - Decommissioning of gas furnace | 0994152 BC Ltd
EP-2022-05263 | 2022-06-21 | 1416 WOODLAND DRIVE, Vancouver, BC V5L 3S6 | Electrical Permit | Residential | Addition | Issued | Installation / Repair - Residential - Service upgrade | Glen Trickett
GP-2023-01904 | 2023-06-23 | 1423 WOODLAND DRIVE, Vancouver, BC V5L 3S5 | Gas Permit | Residential | Renovation | Completed | Residential - Re&re furnace | Milani Plumbing Heating & Air Conditioning Ltd
EP-2024-00979 | 2024-02-06 | 2536 WOODLAND DRIVE, Vancouver, BC V5N 3P3 | Electrical Permit | Residential | Renovation | Issued | Installation / Repair - Residential - Applying for Hydro reconnect Removed. All branch wiring from panel Installed surface mount receptacles for work Temporary light New grounding and bonding Note: This permit is to allow for limited power for remediation repairs only. Any further work related to DB-2023-00363 alterations will require a separate electrical permit. | Glen Trickett
PP-2022-00785 | 2022-03-08 | 2537 WOODLAND DRIVE, Vancouver, BC V5N 3P4 | Plumbing Permit | Residential | Renovation | Completed | Residential - moving bathroom location in basement. moving laundry location Exterior and interior alterations to change of use from 1FD +SS to 1 FD. Scope of work includes to construct an interconnecting staircase between basement and main floor. Scope of work: - Basement - Demo kitchen & bathroom, renovate bathroom, new interior walls & exterior doors - Main fl - update kitchen, install interconnecting stairs, new french door, remove one door and replace with window - Plumbing fixtures & electrical work on both floors | Forsberg Plumbing and Heating Ltd
EP-2022-01597 | 2022-03-03 | 2537 WOODLAND DRIVE, Vancouver, BC V5N 3P4 | Electrical Permit | Residential | Renovation | Completed | Installation / Repair - Residential - - Re & Re basement bathroom, hall, stairwell, east living room circuits. - Re & Re main floor and dining room circuits -bonding an existing gas line >BP: Exterior and interior alterations to change of use from 1FD +SS to 1 FD. Scope of work includes to construct an interconnecting staircase between basement and main floor. Scope of work: - Basement - Demo kitchen & bathroom, renovate bathroom, new interior walls & exterior doors - Main fl - update kitchen, install interconnecting stairs, new french door, remove one door and replace with window - Plumbing fixtures & electrical work on both floors OK for field review as per Jamie Zhang, Sep.16/21 Schedule B Structural submitted per Richard Herfst, 604-553-0524 | Christopher Michael Newman
MP-2023-00509 | 2023-03-28 | 2547 WOODLAND DRIVE, Vancouver, BC V5N 3P4 | Mechanical Permit | NULL | NULL | Completed | NULL | Milani Electric Limited
EP-2023-02641 | 2023-04-18 | 2547 WOODLAND DRIVE, Vancouver, BC V5N 3P4 | Electrical Permit | Residential | Renovation | Issued | Installation / Repair - Residential - Electrical supply for Dsplit *MP-2023-00509 | Milani Electric Limited
GP-2022-00501 | 2022-02-16 | 2722 WOODLAND DRIVE, Vancouver, BC V5N 3P8 | Gas Permit | Residential | Addition | Completed | Residential - re and re gas range | Christopher Sterling
EP-2023-09540 | 2023-10-31 | 2722 WOODLAND DRIVE, Vancouver, BC V5N 3P8 | Electrical Permit | Residential | Renovation | Completed | Installation / Repair - Residential - Knob And Tub Wiring Replacement for SFD >Permit Amendment Nov 16, 2023 -"200A/240V service upgrades" | Vancan Electric Ltd
EP-2023-07230 | 2023-08-09 | 8438 WILTSHIRE STREET, Vancouver, BC V6P 5H7 | Electrical Permit | Residential | Renovation | Issued | Installation / Repair - Residential - Service upgrade/ Repair 100 amp to 200 amp Service on pole due to siding on house damaged | Delport Electric 2000 Ltd
EP-2023-04827 | 2023-06-08 | 8438 WILTSHIRE STREET, Vancouver, BC V6P 5H7 | Electrical Permit | Residential | Renovation | Cancelled | Installation / Repair - Residential - Siding on the side of the house has water damage and is rotting. Removing mast and putting a temporary panel. After the siding is done, planning on increasing the 100a to 200a *No EV or AC/ Heat Pump loads being added *Permit Amendment Jun 26, 2023 -"Changing plan. Now looking at going upderground. Looking at coming straight to the alley from existing mast to property line and installing a pole. Underground from there to panel. 200a upgrade" | Ryan J P Lundquist
NULL | NULL | 8438 WILTSHIRE STREET, Vancouver, BC V6P 5H7 | Electrical Permit | Residential | Renovation | Draft | Installation / Repair - Residential - Removing the service mast to have the siding repaired because of water damage. Adding in a temporary panel outside and looking at upgrading the house from a 100a to a 200a | Ryan J P Lundquist
GP-2022-02749 | 2022-09-13 | 8526 WILTSHIRE STREET, Vancouver, BC V6P 5H8 | Gas Permit | Residential | Renovation - Dwelling Unit(s) only | Completed | Residential - Installing Combination Boiler | Reid Brothers Plumbing & Heating Ltd
EP-2023-07701 | 2023-08-24 | 799 WINDERMERE STREET, Vancouver, BC V5K 4J4 | Electrical Permit | Residential | Renovation | Completed | Installation / Repair - Residential - Service Emily knob come off from the attach point from the house due to heavy wind, and replace the damage wire as well. Service characteristics are: 200 amps 120/240 volts 1 phase 3 wire as per contractor Richard Hu (see email under documents) >Permit Amendment Sep 05, 2023 -"Service characteristics 200 A 240V single phase 3 wire" | Canpole Electric Ltd
GP-2023-03294 | 2023-10-30 | 805 WINDERMERE STREET, Vancouver, BC V5K 4J5 | Gas Permit | Residential | Renovation | Completed | Residential - RE&RE furnace and hot water tank | Milani Plumbing Heating & Air Conditioning Ltd
GP-2023-03681 | 2023-11-22 | 805 WINDERMERE STREET, Vancouver, BC V5K 4J5 | Gas Permit | Residential | Renovation | Issued | Residential - RE&RE hot water tank | Milani Plumbing Heating & Air Conditioning Ltd
EP-2023-00901 | 2023-02-02 | 817 WINDERMERE STREET, Vancouver, BC V5K 4J5 | Electrical Permit | Residential | Renovation | Completed | Installation / Repair - Residential - Kitchen Reno with led potlights, plugs and switches >BP: Interior alterations to provide improvements to this existing one-family dwelling building on the site. Scope of work is for kitchen updates only - to remove an interior wall, plumbing and electrical work. Schedule B (Structural) may be required by District Building Inspector to be determined on site. | David Stein
PP-2023-00295 | 2023-01-27 | 817 WINDERMERE STREET, Vancouver, BC V5K 4J5 | Plumbing Permit | Commercial | Tenant Improvement | Completed | Commercial - 1FD - addition of 1 icemaker box >BP: Interior alterations to provide improvements to this existing one-family dwelling building on the site. Scope of work is for kitchen updates only - to remove an interior wall, plumbing and electrical work. | Sunny Beach Plumbing & Heating Ltd
EP-2023-10274 | 2023-12-18 | 6633 YEW STREET, Vancouver, BC V6P 5V8 | Electrical Permit | Residential | Addition | Issued | Installation / Repair - Residential - To supply and install an EV charger on site. The EV charger will be installed inside the detached garage. A 50A breaker will be installed in the main panel in the basement to supply the unit. 8/3 cable will be routed outside, dug underground to the garage, and then inside to a 50A plug (14-50) near the vehicle. | 0704121 BC Ltd
GP-2023-01219 | 2023-04-13 | 6647 YEW STREET, Vancouver, BC V6P 5V8 | Gas Permit | Residential | Renovation | Completed | Residential - Replace gas furnace and water heater system in basement. | Canadian Care Heating & Cooling Ltd
GP-2023-00125 | 2023-01-11 | 6688 YEW STREET, Vancouver, BC V6P 5V9 | Gas Permit | Residential | Renovation - Dwelling Unit(s) only | Completed | Residential - Installing gas boiler | Reid Brothers Plumbing & Heating Ltd
PP-2022-00522 | 2022-02-15 | 5343 YEW STREET, Vancouver, BC V6M 3X7 | Plumbing Permit | Commercial | New | Completed | Commercial - For existing lawn irrigation system, the testing report of the backflow preventer says failed. Now, we will install main connection assembly including 3/4" double check backflow preventer valve, and all other necessary parts in the box, and a new test report to city | JWU Design Inc
EP-2023-02157 | 2023-03-14 | 945 WINDERMERE STREET, Vancouver, BC V5K 4J6 | Electrical Permit | Residential | Renovation | Completed | Installation / Repair - Residential - Replace aging, obsolete panel. Grounding and bonding. 2 - 120 volt smoke alarms. -No change to service. | EVANSON ELECTRIC LTD
GP-2022-02745 | 2022-09-13 | 970 WINDERMERE STREET, Vancouver, BC V5K 4J7 | Gas Permit | Residential | Renovation | Completed | Residential - FURNACE RE/RE WATER HEATER RE/RE | Reliance Comfort Limited Partnership
EP-2022-07716 | 2022-09-16 | 970 WINDERMERE STREET, Vancouver, BC V5K 4J7 | Electrical Permit | Residential | Renovation | Completed | Installation / Repair - Residential - Dedicated Circuit for AC install. A Mechanical permit is required for final electrical.MP-2022-00384: Completed | Pacific Star Electric Inc
NULL | NULL | 970 WINDERMERE STREET, Vancouver, BC V5K 4J7 | Electrical Permit | Residential | Tenant Improvement | Withdrawn | Installation / Repair - Residential - Upgrading existing 100amp service to 200amp , wiring bathroom and new laundry and Ev charger | EURO TECH ELECTRIC LTD.
EP-2022-07638 | NULL | 970 WINDERMERE STREET, Vancouver, BC V5K 4J7 | Electrical Permit | Residential | Tenant Improvement | Withdrawn | Installation / Repair - Residential - Upgrading existing electrical panel from 100amp to 200 amp , wiring bathroom and laundry , wiring EV charger | EURO TECH ELECTRIC LTD.
MP-2022-00384 | 2022-10-12 | 970 WINDERMERE STREET, Vancouver, BC V5K 4J7 | Mechanical Permit | NULL | NULL | Completed | NULL | Reliance Comfort Limited Partnership
GP-2022-00635 | 2022-02-28 | 1005 WINDERMERE STREET, Vancouver, BC V5K 4J9 | Gas Permit | Residential | Addition | Completed | Residential - TO INSTALL 1 FURNACE | BC Care Heating Services Ltd
GP-2022-01424 | 2022-05-09 | 1176 WINDERMERE STREET, Vancouver, BC V5K 4K1 | Gas Permit | Residential | Tenant Improvement | Completed | Residential - Replaced furnace. | PAPA PLUMBING & HEATING LTD.
PP-2022-03829 | NULL | 1950 WINDERMERE STREET, Vancouver, BC V5M 3R2 | Plumbing Permit | Commercial | Renovation | Draft | Commercial - Installation of prv valve cew1589480. | Water Design-COV - Paolo Bandiera
EP-2023-08045 | 2023-09-06 | 1950 WINDERMERE STREET, Vancouver, BC V5M 3R2 | Electrical Permit | Commercial | Renovation | Completed | Installation / Repair - Commercial - Supply and install 8U Wall Mount Cabinet and power plug inside. | 4th Utility Inc
SP-2023-02038 | 2023-11-06 | 2025 WINDERMERE STREET, Vancouver, BC V5M 3R4 | Sprinkler Permit | Residential | New | Issued | Residential - 1FD+SS - #1 & #2 - Install sprinklers in sfd >DB: To construct a 2 storey + basement one-family dwelling with a secondary suite located in the basement with a rear parking space, having vehicular access from the lane. Note: This is a 2 storey building pursuant to the Zoning and Development By-Law 1- Covenant registered at the Land Title Office under CA9365238 2- No strata titling permitted 3- No Bar sink proposed 4- A/C unit proposed in rear yard ******THIS PERMIT HAS BEEN ISSUED UNDER THE REQUIREMENTS OF VBBL #12511 (2019)****** | Gold Key Fire Protection Ltd
PP-2022-04088 | 2022-11-15 | 2025 WINDERMERE STREET, Vancouver, BC V5M 3R4 | Plumbing Permit | Residential | New | Issued | Residential - This is a new house with 20 fixtures >>BP: To construct a 2 storey + basement one-family dwelling with a secondary suite ($778,360) located in the basement with a rear parking space, having vehicular access from the lane. Note: Parking for the site has been provided under DB-2021-04742 (Laneway House) Note: This is a 2 storey building pursuant to the Zoning and Development By-Law 1- Covenant registered at the Land Title Office under CA9365238 2- No strata titling permitted 3- No Bar sink proposed 4- A/C unit proposed in rear yard 5- Schedule B: Ke Jian, Ma P.Eng (604.599.8890) Structural & Geotechnical 6- HPO: Residential Builder - Vola Management Corporation ******THIS PERMIT HAS BEEN ISSUED UNDER THE REQUIREMENTS OF VBBL #12511 (2019)****** | AKAL Plumbing & Heating Ltd
MP-2022-00589 | 2022-11-21 | 2025 WINDERMERE STREET, Vancouver, BC V5M 3R4 | Mechanical Permit | NULL | NULL | Issued | NULL | AKAL Plumbing & Heating Ltd
EP-2023-00085 | 2023-01-05 | 2025 WINDERMERE STREET, Vancouver, BC V5M 3R4 | Electrical Permit | Residential | New | Expired | Temporary Power - Residential - To provide temporary power. | Dragon Electric Ltd
EP-2022-07009 | 2022-09-13 | 2025 WINDERMERE STREET, Vancouver, BC V5M 3R4 | Electrical Permit | Residential | New | Issued | Installation / Repair - Residential - ELECTRICAL WIRNG For a 2 storey + basement one-family dwelling with a secondary suite. Main consumer's service: 200A. Main house service: 100A. LWH service: 100A. Secondary suite service: 100A. Three electric meters. >BP: To construct a 2 storey + basement one-family dwelling with a secondary suite ($778,360) located in the basement with a rear parking space, having vehicular access from the lane. Note: Parking for the site has been provided under DB-2021-04742 (Laneway House) Note: This is a 2 storey building pursuant to the Zoning and Development By-Law 1- Covenant registered at the Land Title Office under CA9365238 2- No strata titling permitted 3- No Bar sink proposed 4- A/C unit proposed in rear yard 5- Schedule B: Ke Jian, Ma P.Eng (604.599.8890) Structural & Geotechnical 6- HPO: Residential Builder - Vola Management Corporation | Dragon Electric Ltd
PP-2022-02195 | 2022-07-19 | 2025 WINDERMERE STREET, Vancouver, BC V5M 3R4 | Plumbing Permit | Residential | New | Issued | Residential - Sump Sewers Reversed at PL | Canadian Excavating Ltd
GP-2023-01280 | 2023-04-20 | 2025 WINDERMERE STREET, Vancouver, BC V5M 3R4 | Gas Permit | Residential | New | Issued | Residential - This is a new house with 2 fixtures >BP: To construct a 2 storey + basement one-family dwelling with a secondary suite located in the basement with a rear parking space, having vehicular access from the lane. | AKAL Plumbing & Heating Ltd
GP-2022-02119 | 2022-07-19 | 5110 WILLOW STREET, Vancouver, BC V5Z 3R9 | Gas Permit | Residential | Tenant Improvement | Completed | Residential - Hot Water Tank Replacement | Wah Fai Plumbing & Heating Inc
GP-2022-00094 | 2022-01-12 | 5150 WILLOW STREET, Vancouver, BC V5Z 3R9 | Gas Permit | Residential | Renovation - Dwelling Unit(s) only | Completed | Residential - FURNACE REPLACEMENT | CoStar Home Energy Ltd
EP-2022-06941 | 2022-08-19 | 2799 YEW STREET, Vancouver, BC V6K 4W2 | Electrical Permit | Commercial | Tenant Improvement | Completed | Installation / Repair - Commercial - • All controls conduit and wiring required • Wiring and control of one new RBI boiler. Main boiler control panel configuration is by others • Boiler will be connected to the existing boiler safety circuit • Includes new Cat5e cable installation from the clients network switch up to the new boiler. Please note that the current network switch does not have any available ports and will need to be replaced. This work will needs to be done by the clients IT department and is excluded from this quote. • Includes boiler supply and return immersion wells for monitoring water temperature • 208 volt wiring to the new boiler. Includes supply of boiler disconnect switch. • Wiring of boiler circulation pump • Wiring of boiler flow switch (supplied by others) • Wiring and control of 3-phase Grundfos pump (supplied by others) | Houle Electric Limited
EP-2022-08055 | 2022-09-26 | 2799 YEW STREET, Vancouver, BC V6K 4W2 | Electrical Permit | Commercial | NULL | Expired | Annual / Operating - Renewal for expired EP-2021-06263 Annual / Operating Permit. Annual Operating Permit for Tapestry @ Arbutus. Valid: September 10, 2022 to September 09, 2023 | Houle Electric Limited
EP-2023-08533 | 2023-09-21 | 2799 YEW STREET, Vancouver, BC V6K 4W2 | Electrical Permit | Commercial | NULL | Issued | Annual / Operating - Annual / Operating Permit. Annual Operating Permit for Tapestry @ Arbutus. Renewal of EP-2022-08055 Valid: September 10, 2023 to September 09, 2024 | Houle Electric Limited
EP-2024-00364 | NULL | 5687 YEW STREET, Vancouver, BC V6M 3Y2 | Electrical Permit | Commercial | New | Applicant Revisions | Installation / Repair - Commercial - installation of 400amp 120/208V 3ph 4w splitter , 5 units of EVSE (Flo EV Charger, 208V 80AMP PER UNIT) . Each charger protected by 100amp disconnect with 80amp fuses | H.A.O Electric Ltd
SP-2022-01059 | 2023-02-08 | 5687 YEW STREET, Vancouver, BC V6M 3Y2 | Sprinkler Permit | Commercial | Renovation | Completed | Commercial - Add and relocate 5 sprinkler heads >BP: #230, Interior alterations: Interior alterations and a Change of Major Occupancy Classification to unit #230 on the 2nd floor from office (group D) to School of Self-Improvement/Arts (A2) in this existing 3-storey commercial building. Related to DP-2019-00013 Building Review Branch Notes: 1) Application of Article 3.1.2.6- Group A2 (low occupant load permitted to be classified as Group D). Total Occupant load proposed is 30 persons. 2) A permanent sign indicating the above proposed occupant load shall be posted in a conspicuous location near the suite's principal entrance. 3) Separate permit and additional washroom will be required if total occupant load increased. Note: "This permit has been reviewed under the 2019 Vancouver Building By-law (#12511)." | BC FIRE SPRINKLERS--Gordon Knight
EP-2022-03724 | 2022-05-09 | 5750 YEW STREET, Vancouver, BC | Electrical Permit | Commercial | Renovation | Completed | Installation / Repair - Commercial - LED retrofit of parkade lighting fixtures | 0968458 BC Ltd DBA Relight Solutions
EP-2022-02427 | 2022-03-28 | 5750 YEW STREET, Vancouver, BC | Electrical Permit | Commercial | Renovation | Completed | Installation / Repair - Commercial - Install 2 new Electric Vehicle chargers and 1 gateway. •The rating and size of the EV branch circuit will be 40 amp, 208 volt, single phase. •The type, rating, brand name and model of the EV chargers is FLO Level 2 CoRe+. •The location of the EV chargers will be in the parkade, Public Parking for Easy Park. •The power supply source information for the EV chargers is that they will be fed from parkade panel which is 100 amp, 120/208 volt, 3 phase. •Load calculation detailing the maximum demand load of the existing installation and the new EV load: Current load on panel = 9 KW Added load = 12.9 KW Total demand = 21.9 KW, 208 volt 3 phase – 60.8 amps | Wespac Electrical Contractor Ltd
EP-2023-05627 | 2023-06-26 | 4101 YEW STREET, Vancouver, BC V6L 3B7 | Electrical Permit | Commercial | Addition | Issued | Installation / Repair - Commercial - Replace broken 120V/15A feed for 2x emergency signs on 1st floor, South wing. | Houle Electric Limited
EP-2024-00185 | 2024-01-16 | 2900 WOODLAND DRIVE, Vancouver, BC V5N 3R1 | Electrical Permit | Residential | Renovation | Issued | Installation / Repair - Residential - ¦ 1FD- 200A SERVICE UPGRADE ¦ Service upgrade, new mast, meter base and main panel. | Hugh Ian Dercole
GP-2023-00239 | 2023-01-19 | 2925 WOODLAND DRIVE, Vancouver, BC V5N 3R2 | Gas Permit | Residential | Renovation | Completed | Residential - Replacement furnace | BC Wide Home Services Ltd
MP-2023-00102 | 2023-01-25 | 2934 WOODLAND DRIVE, Vancouver, BC V5N 3R1 | Mechanical Permit | NULL | NULL | Completed | NULL | Western Pacific Mechanical Ltd
GP-2023-04007 | 2023-12-13 | 6141 YEW STREET, Vancouver, BC V6M 3Z1 | Gas Permit | Residential | Addition | Completed | Residential - Furnace re/re 70,000 BTU | HAMZEH GERAMI Dba Nation Heating & Cooling
EP-2022-03402 | 2022-04-27 | 6319 YEW STREET, Vancouver, BC V6M 3Z3 | Electrical Permit | Residential | New | Expired | Temporary Power - Residential - To provide temporary power. | AMTEK Electric Ltd
EP-2022-03403 | 2022-04-27 | 6319 YEW STREET, Vancouver, BC V6M 3Z3 | Electrical Permit | Residential | Addition | Completed | Installation / Repair - Residential - Relocate and upgrade existing service to 200A duplex meter base Upgrade underground house feeder Grounding/bonding | AMTEK Electric Ltd
PP-2022-02745 | NULL | 6319 YEW STREET, Vancouver, BC V6M 3Z3 | Plumbing Permit | Residential | New | Withdrawn | Residential - This is a new laneway house with 9 fixtures. | AKAL Plumbing & Heating Ltd
GP-2022-02391 | NULL | 6319 YEW STREET, Vancouver, BC V6M 3Z3 | Gas Permit | Residential | New | Withdrawn | Residential - This is a new laneway house with 1 fixture | AKAL Plumbing & Heating Ltd
EP-2023-01416 | 2023-02-21 | 6433 YEW STREET, Vancouver, BC V6M 3Z3 | Electrical Permit | Residential | Renovation | Completed | Installation / Repair - Residential - Service upgrade from 100amp to 200amp >>>Amend: Apr 28, 2023 -Installation of heat pump | Milani Electric Limited
MP-2023-00716 | 2023-04-27 | 6433 YEW STREET, Vancouver, BC V6M 3Z3 | Mechanical Permit | NULL | NULL | Completed | NULL | Milani Electric Limited
GP-2023-04023 | 2023-12-14 | 6489 YEW STREET, Vancouver, BC V6M 3Z3 | Gas Permit | Residential | New | Completed | Residential - Replacement 1 new boiler | Ghuman Mechanical Ltd
EP-2023-11191 | 2023-12-15 | 6559 YEW STREET, Vancouver, BC V6P 5V8 | Electrical Permit | Residential | New | Issued | Temporary Power - Residential - To provide temporary power. Valid December 15, 2023 until December 14, 2024 | Nikata Enterprises Ltd
PP-2023-04283 | 2023-12-08 | 6559 YEW STREET, Vancouver, BC V6P 5V8 | Plumbing Permit | Residential | New | Issued | Residential - 1FD+SS - Two Sump No Pump | Canadian Excavating Ltd
SP-2023-00453 | 2023-03-16 | 6576 YEW STREET, Vancouver, BC V6P 5V9 | Sprinkler Permit | Residential | New | Completed | Residential - Install sprinklers in duplex >BP: To construct a two-storey two-family dwelling , with a detached accessory building (garage) at the rear providing 2 parking spaces, having vehicular access from the lane. 1. A/C units proposed on second storey 2. No Bar sinks proposed 3. Schedule B: Yatendra Kumar Sharma (778.863.7076) Structural 4. Schedule B: Thanh Van Le (604.421.3288) Geotechnical 5. HPO: Residential Builder - Mohammad Sadegh Dabirvaziri | Gold Key Fire Protection Ltd
EP-2023-02292 | 2023-03-17 | 6576 YEW STREET, Vancouver, BC V6P 5V9 | Electrical Permit | Residential | New | Completed | Installation / Repair - Residential - Rough in and installation of tv, tel, net, cameras, speakers, security alarm >BP: To construct a two-storey two-family dwelling ($626,175), with a detached accessory building (garage) at the rear providing 2 parking spaces, having vehicular access from the lane. 1. A/C units proposed on second storey 2. No Bar sinks proposed 3. Schedule B: Yatendra Kumar Sharma (778.863.7076) Structural 4. Schedule B: Thanh Van Le (604.421.3288) Geotechnical 5. HPO: Residential Builder - Mohammad Sadegh Dabirvaziri ******THIS PERMIT HAS BEEN ISSUED UNDER THE REQUIREMENTS OF VBBL #12511 (2019)****** | Static Security Inc
GP-2023-00884 | 2023-03-14 | 6576 YEW STREET, Vancouver, BC V6P 5V9 | Gas Permit | Residential | New | Completed | Residential - Install 2 gas fireplaces >BP: To construct a two-storey two-family dwelling ($626,175), with a detached accessory building (garage) at the rear providing 2 parking spaces, having vehicular access from the lane. | JOT MECHANICAL LTD
EP-2023-00604 | 2023-02-02 | 6576 YEW STREET, Vancouver, BC V6P 5V9 | Electrical Permit | Residential | New | Completed | Installation / Repair - Residential - New wiring to code , Installing of pot lights, switches / plugs and services >BP: To construct a two-storey two-family dwelling ($626,175), with a detached accessory building (garage) at the rear providing 2 parking spaces, having vehicular access from the lane. *MP-2023-00013 1. A/C units proposed on second storey 2. No Bar sinks proposed 3. Schedule B: Yatendra Kumar Sharma (778.863.7076) Structural 4. Schedule B: Thanh Van Le (604.421.3288) Geotechnical 5. HPO: Residential Builder - Mohammad Sadegh Dabirvaziri ******THIS PERMIT HAS BEEN ISSUED UNDER THE REQUIREMENTS OF VBBL #12511 (2019)****** | Lotus Electrical Experts Ltd.
GP-2023-00396 | 2023-02-03 | 6576 YEW STREET, Vancouver, BC V6P 5V9 | Gas Permit | Residential | New | Completed | Residential - 6576 yew st to install 1 boiler 1 range 1 bbq 1 fireplace fireplace piping only 6578 yew st to install 1 boiler 1 range 1 bbq 1 fireplace fireplace piping only >BP: To construct a two-storey two-family dwelling ($626,175), with a detached accessory building (garage) at the rear providing 2 parking spaces, having vehicular access from the lane. | Symbolistic Heating Ltd
PP-2022-03164 | 2022-09-13 | 6576 YEW STREET, Vancouver, BC V6P 5V9 | Plumbing Permit | Residential | New | Completed | Residential - SUMP | East West Excavating 2022 ltd
EP-2022-06559 | 2022-08-05 | 6576 YEW STREET, Vancouver, BC V6P 5V9 | Electrical Permit | Residential | New | Expired | Temporary Power - Residential - To provide temporary power. Amend: Sept 2, 2022 6576 yew st. Please change address. I have wrong on permit. | Lotus Electrical Experts Ltd.
MP-2023-00013 | 2023-01-04 | 6576 YEW STREET, Vancouver, BC V6P 5V9 | Mechanical Permit | NULL | NULL | Completed | NULL | DHESI PLUMBING LTD
PP-2022-04214 | 2022-12-06 | 6576 YEW STREET, Vancouver, BC V6P 5V9 | Plumbing Permit | Residential | New | Completed | Residential - Plumbing work throughout the house and radiant heat >BP: To construct a two-storey two-family dwelling ($626,175), with a detached accessory building (garage) at the rear providing 2 parking spaces, having vehicular access from the lane. 1. A/C units proposed on second storey 2. No Bar sinks proposed 3. Schedule B: Yatendra Kumar Sharma (778.863.7076) Structural 4. Schedule B: Thanh Van Le (604.421.3288) Geotechnical 5. HPO: Residential Builder - Mohammad Sadegh Dabirvaziri ******THIS PERMIT HAS BEEN ISSUED UNDER THE REQUIREMENTS OF VBBL #12511 (2019)****** | DHESI PLUMBING LTD
GP-2022-02608 | 2022-08-30 | 1524 WILLIAM STREET, Vancouver, BC V5L 2R2 | Gas Permit | Residential | Renovation - Dwelling Unit(s) only | Completed | Residential - Furnace Replacement | General Heating Ltd
PP-2022-01564 | 2022-05-06 | 1724 WILLIAM STREET, Vancouver, BC V5L 2R4 | Plumbing Permit | Residential | Renovation | Completed | Residential - Draintile repairs. -We will be replacing 40 m of pipe. 1 surface drain at the back door. | Groundhog Excavating Ltd
EP-2023-07686 | 2023-08-25 | 1724 WILLIAM STREET, Vancouver, BC V5L 2R4 | Electrical Permit | Residential | Renovation - Dwelling Unit(s) only | Issued | Installation / Repair - Residential - 200 Amp upgrade with new grounding plate. Installation of EVSE. Rewire the basement with 11 new pot lights. -reference: CF-2023-000474 >BP: Interior & exterior alterations to provide improvements and remove the unauthorized kitchen facilities in the basement level of this existing single detached house on this site. Scope of work includes new footing and post for new flush beam, reconfigure the entire basement, new ceiling, alterations to the east elevation to RE & RE a window, alteration to the south elevation to widen the existing door and to validate the block window on east elevation. Scope of work includes: 1) To permanently cap off any discontinued domestic water pipes and drainage pipes OR any discontinued domestic water pipes and drainage pipes related to the removal of the unauthorized suite to permanently be capped off 2) Removal of the range, hood fan and all associated wiring up to to the supply breaker 3) New heat pump Added plumbing fixtures: 6 OK for DB as per M. Tavanpour on June 9, 2023 OK for Field review as per S. Yu on July 6, 2023 Notes: - Schedule B, Structural, Mohd Aziz Akhtary, P.Eng, 604-362-8041. - REUP Submitted by Flynn Dixon Murdock, Home Step, 604-500-1186. Scope of work to include energy upgrade in accordance with Article 11.2.1.4 of the 2019 Vancouver Building By-law and as per the Energy Efficiency Upgrade Details noted in the Energuide Report. * Selected upgrades: Electrical panel upgrade and new heat pump This permit is for alterations as shown in plans only. Any unauthorized work on this site, existing or otherwise, is neither recognized nor approved and may be subject to enforcement action. | Arcwest Electric Ltd
PP-2023-04018 | 2023-11-15 | 1724 WILLIAM STREET, Vancouver, BC V5L 2R4 | Plumbing Permit | Residential | Renovation | Issued | Residential - Installing new kitchen drain and washer-dryer drain in basement. Removing and reinstalling existing bathroom fixtures. Upgrading new water heater to tankless water heater >DB: Interior & exterior alterations to provide improvements and remove the unauthorized kitchen facilities in the basement level of this existing single detached house on this site. Scope of work includes new footing and post for new flush beam, reconfigure the entire basement, new ceiling, alterations to the east elevation to RE & RE a window, alteration to the south elevation to widen the existing door and to validate the block window on east elevation. Scope of work includes: 1) To permanently cap off any discontinued domestic water pipes and drainage pipes OR any discontinued domestic water pipes and drainage pipes related to the removal of the unauthorized suite to permanently be capped off 2) Removal of the range, hood fan and all associated wiring up to to the supply breaker 3) New heat pump Added plumbing fixtures: 6 | Modern Blue Mechanical Ltd
GP-2023-03559 | 2023-11-16 | 1724 WILLIAM STREET, Vancouver, BC V5L 2R4 | Gas Permit | Residential | Renovation | Issued | Residential - Install a new tankless water heater >BP: Interior & exterior alterations to provide improvements and remove the unauthorized kitchen facilities in the basement level of this existing single detached house on this site. Scope of work includes new footing and post for new flush beam, reconfigure the entire basement, new ceiling, alterations to the east elevation to RE & RE a window, alteration to the south elevation to widen the existing door and to validate the block window on east elevation. Scope of work includes: 1) To permanently cap off any discontinued domestic water pipes and drainage pipes OR any discontinued domestic water pipes and drainage pipes related to the removal of the unauthorized suite to permanently be capped off 2) Removal of the range, hood fan and all associated wiring up to to the supply breaker 3) New heat pump | Modern Blue Mechanical Ltd
PP-2024-00060 | 2024-01-09 | 1958 YORK AVENUE, Vancouver, BC V6J 1E3 | Plumbing Permit | Commercial | Renovation | Completed | Commercial - backflow preventor | Hillcrest Plumbing & Heating (1991) Ltd
EP-2023-02091 | 2023-03-13 | 2040 YORK AVENUE, Vancouver, BC V6J 1E7 | Electrical Permit | Commercial | Renovation | Completed | Installation / Repair - Commercial - Installation of (2) branch circuits and EV chargers supplied by the existing 200 amp house panel. | Whitley Electric Ltd
PP-2022-04107 | 2022-11-16 | 2146 YORK AVENUE, Vancouver, BC V6K 1C3 | Plumbing Permit | Residential | Renovation | Issued | Residential - Re-pipe of old dwv and domestic water pipe. | Amar Shikarpuri DBA Northwestern Contracting Corp
EP-2022-08901 | 2022-10-28 | 2146 YORK AVENUE, Vancouver, BC V6K 1C3 | Electrical Permit | Residential | Renovation | Issued | Installation / Repair - Residential - - Replace Knob & Tube - 200 Amp service Upgrade | Valence Electrical Inc
GP-2022-00659 | 2022-03-03 | 2236 YEW STREET, Vancouver, BC V6K 3G9 | Gas Permit | Residential | Addition | Completed | Residential - Gas free standing fireplace installation | Vaglio Fireplace LTD
GP-2022-03109 | 2022-10-12 | 2321 YEW STREET, Vancouver, BC V6K 3H1 | Gas Permit | Residential | Renovation | Completed | Residential - Re & re Furnace (BTU 70.000) | Milani Plumbing Heating & Air Conditioning Ltd
EP-2023-10264 | 2023-11-27 | 2628 YEW STREET, Vancouver, BC V6K 4T4 | Electrical Permit | Commercial | Addition | Completed | Installation / Repair - Commercial - Add power for 6 motorized doors | Beyond Electric Ltd
EP-2023-07614 | 2023-08-22 | 2628 YEW STREET, Vancouver, BC V6K 4T4 | Electrical Permit | Commercial | Renovation | Issued | Installation / Repair - Commercial - We propose to replace the existing faulty FA-1000 fire alarm panel with an FX-2000 fire alarm control system. Note: The issuance of this permit is based on Bulletin 2018-004-BU/EL. | Elite Fire Protection Ltd
EP-2023-06624 | 2023-08-08 | 3505 WORTHINGTON DRIVE, Vancouver, BC V5M 3Y1 | Electrical Permit | Residential | Addition | Issued | Installation / Repair - Residential - Teck Cable to be installed from Main Meter (Laneway side) to House. Upgrading Service to 200 A | AMTEK Electric Ltd
GP-2023-00644 | 2023-02-22 | 3515 WORTHINGTON DRIVE, Vancouver, BC V5M 3Y1 | Gas Permit | Residential | Renovation | Completed | Residential - Re & Re HWT Gas | Milani Plumbing Heating & Air Conditioning Ltd
EP-2022-02866 | NULL | 2675 YUKON STREET, Vancouver, BC | Electrical Permit | Commercial | NULL | Withdrawn | Interim - Commercial - test | TEST IMBL - TEST ONLY
NULL | NULL | 2675 YUKON STREET, Vancouver, BC | Electrical Permit | Residential | New | Draft | Temporary Power - Residential - To provide temporary power. | Alpine Electric Ltd
NULL | NULL | 2675 YUKON STREET, Vancouver, BC | Gas Permit | Residential | New | Draft | Residential - testing | Milani Plumbing Heating & Air Conditioning Ltd
EP-2022-07101 | NULL | 2675 YUKON STREET, Vancouver, BC | Electrical Permit | Commercial | New | Withdrawn | Temporary Power - Commercial - To provide temporary power. | NULL
GP-2023-04000 | 2023-12-12 | 78 WORTHINGTON PLACE, Vancouver, BC V5M 3K8 | Gas Permit | Residential | Renovation | Completed | Residential - RE&RE boiler | Milani Plumbing Heating & Air Conditioning Ltd
GP-2023-00626 | 2023-02-22 | 88 WORTHINGTON PLACE, Vancouver, BC V5M 3K8 | Gas Permit | Residential | Renovation | Completed | Residential - Re&Re HWT GAs | Milani Plumbing Heating & Air Conditioning Ltd
GP-2023-00592 | 2023-02-17 | 2436 YALE STREET, Vancouver, BC V5K 1B8 | Gas Permit | Residential | Renovation | Completed | Residential - Boiler RE+RE from B vent to 95% Eff | PG Precision Gas & Mechanical Inc
EP-2022-05649 | 2022-08-02 | 2480 YALE STREET, Vancouver, BC V5K 1B8 | Electrical Permit | Residential | Renovation | Completed | Installation / Repair - Residential - Service upgrade to 200Amps, wire for electric heat pump and add electric heating, re-wire existing basement suite -there will be some drywall/plaster removed to install electric heat. No fire walls will be penetrated The AC/Heatpump will be new. I will only supply the line outside with a disconnect for future, the homeowner will have to inquire with a mechanical contractor for a permit when they are ready - do not have a site plan where the unit will be located, this will be dependent on the HVAC contractor. This work will be done later in the project and need the permit issued so I can start my scope of work. I've added a car charger for future consideration. | R. E. D. Electric Ltd
PP-2023-02475 | 2023-07-12 | 2480 YALE STREET, Vancouver, BC V5K 1B8 | Plumbing Permit | Residential | Renovation | Completed | Residential - Perimeter drain tile replacement with outgoing line and back flow preventer | Robert Bruce Wilde
EP-2022-01739 | 2022-03-03 | 2504 YALE STREET, Vancouver, BC V5K 1B9 | Electrical Permit | Residential | Renovation | Completed | Installation / Repair - Residential - Full re-wire of home. Basement suite wiring. New 200A service from garage with double meter base. 100A for main house, 100A for suite. Suite will have electric baseboard heat. >BP: Building Permit for DP-2019-01046 interior/exterior alterations to this existing one family dwelling including change of use to a one family dwelling with secondary suite. SPRINKLER NFPA 13D scope of work: alterations to basement to create a secondary suite enlarge 1/2 storey on upper floor to create another floor adding side door to suite entrance under front porch. add two car garage in rear Amend: June 15, 2022 amend permit to state 125A to main house and 100A to suite as per inspectors request. | F & S Electrical Ltd
SP-2022-00330 | 2022-03-15 | 2504 YALE STREET, Vancouver, BC V5K 1B9 | Sprinkler Permit | Residential | New | Completed | Residential - Installation of new fire sprinkler system scope of work: alterations to basement to create a secondary suite enlarge 1/2 storey on upper floor to create another floor adding side door to suite entrance under front porch. add two car garage in rear P2P IT is on our plans, in title blocks, on sch B page 2 with company name, front of calcs with company name It is 1002123 | Fire Busters Inc
EP-2022-02309 | 2022-03-23 | 2504 YALE STREET, Vancouver, BC V5K 1B9 | Electrical Permit | Residential | Renovation | Completed | Installation / Repair - Residential - Low voltage: cable vision, data wiring >BP: Building Permit for DP-2019-01046 interior/exterior alterations to this existing one family dwelling including change of use to a one family dwelling with secondary suite. SPRINKLER NFPA 13D scope of work: alterations to basement to create a secondary suite enlarge 1/2 storey on upper floor to create another floor adding side door to suite entrance under front porch. add two car garage in rear | LVT Installations
GP-2022-00802 | 2022-03-15 | 2504 YALE STREET, Vancouver, BC V5K 1B9 | Gas Permit | Residential | Renovation | Completed | Residential - adding a fireplace line piping only and gas range line with connection **Amend 03/31/2022** add on demand hot water heater at 200,000 btu' s and remove the fireplace line off the permit thank you | SOUTHSIDE GAS SERVICES LTD
PP-2022-00673 | 2022-02-28 | 2504 YALE STREET, Vancouver, BC V5K 1B9 | Plumbing Permit | Residential | Renovation | Completed | Residential - - Drain tile , rain water installed around the perimeter of house to one 36inch sump from sump outflow to PL, Sewer line from house to PL. new water line form house to PL. Building Permit for DP-2019-01046 interior/exterior alterations to this existing one family dwelling including change of use to a one family dwelling with secondary suite. | PGC Enterprises Ltd
GP-2023-00668 | 2023-02-23 | 2508 YALE STREET, Vancouver, BC V5K 1B9 | Gas Permit | Residential | Renovation | Completed | Residential - Boiler replacement | Hillcrest Plumbing & Heating (1991) Ltd
EP-2024-00673 | 2024-01-31 | 2558 YALE STREET, Vancouver, BC V5K 1B9 | Electrical Permit | Residential | New | Issued | Temporary Power - Residential - To provide temporary power. NOTE: Work authorized by this permit is for placement of a temporary power pole only and does not authorize any site construction and/or excavation. A separate Building Permit will be required prior to commencement of any other work on this site. | Torro Electric Ltd
GP-2023-02948 | 2023-10-06 | 2560 YALE STREET, Vancouver, BC V5K 1B9 | Gas Permit | Residential | Renovation | Completed | Residential - 1 Fireplace RE AND RE INSERT TO E25ID | BC Fireplace Service Inc
EP-2023-05831 | 2023-07-12 | 5079 WINDSOR STREET, Vancouver, BC V5W 3H6 | Electrical Permit | Residential | Tenant Improvement | Completed | Installation / Repair - Residential - Electrical work for heat pump installation *MP-2023-01192: Issued (Cooling) | Moore And Russell Heating And Air Conditioning Ltd
MP-2023-01192 | 2023-06-28 | 5079 WINDSOR STREET, Vancouver, BC V5W 3H6 | Mechanical Permit | NULL | NULL | Completed | NULL | Moore & Russell Heating Ltd
GP-2023-01790 | 2023-06-09 | 5079 WINDSOR STREET, Vancouver, BC V5W 3H6 | Gas Permit | Residential | Tenant Improvement | Completed | Residential - Re and Re the Furnace | Moore & Russell Heating Ltd
GP-2022-00120 | 2022-01-19 | 5079 WINDSOR STREET, Vancouver, BC V5W 3H6 | Gas Permit | Residential | Renovation | Completed | Residential - Install one natural gas fireplace insert | Vancouver Gas Fireplaces Ltd
GP-2020-04206 | 2022-01-14 | 5089 WINDSOR STREET, Vancouver, BC V5W 3H6 | Gas Permit | Residential | New | Completed | Residential - replace furnace on ground floor basement | Constantine Georgas
EP-2022-07553 | 2022-10-03 | 5120 WINDSOR STREET, Vancouver, BC V5W 3H8 | Electrical Permit | Residential | Renovation | Completed | Installation / Repair - Residential - Electrical supply for heat pump | Milani Electric Limited
MP-2022-00197 | 2022-11-10 | 5120 WINDSOR STREET, Vancouver, BC V5W 3H8 | Mechanical Permit | NULL | NULL | Completed | NULL | Milani Electric Limited
EP-2022-06779 | 2022-08-12 | 5120 WINDSOR STREET, Vancouver, BC V5W 3H8 | Electrical Permit | Residential | Renovation | Completed | Installation / Repair - Residential - Update electrical service from 100A to 200A | Big Power Electric Ltd
GP-2022-02632 | 2022-09-01 | 5149 WINDSOR STREET, Vancouver, BC V5W 3H7 | Gas Permit | Residential | Renovation | Completed | Residential - Re&Re Furnace | Milani Plumbing Heating & Air Conditioning Ltd
GP-2023-01700 | 2023-05-31 | 5229 WINDSOR STREET, Vancouver, BC V5W 3H7 | Gas Permit | Residential | Renovation | Completed | Residential - REANDRE OF GAS RANGE | Coal Harbour Mechanical Ltd
EP-2023-06939 | 2023-08-02 | 5229 WINDSOR STREET, Vancouver, BC V5W 3H7 | Electrical Permit | Residential | Renovation | Completed | Installation / Repair - Residential - Upgrade 100 amp electrical service to 200 amps. >Permit Amendment Aug 22, 2023 Include the connection of a heat pump. Mechanical Permit number is MP-2023-01535 | Clay Electric Ltd
GP-2023-03057 | 2023-10-13 | 5229 WINDSOR STREET, Vancouver, BC V5W 3H7 | Gas Permit | Residential | Renovation - Dwelling Unit(s) only | Issued | Residential - Installing tankless water heater | Reid Brothers Plumbing & Heating Ltd
MP-2023-01534 | 2023-08-21 | 5229 WINDSOR STREET, Vancouver, BC V5W 3H7 | Mechanical Permit | NULL | NULL | Completed | NULL | Reid Brothers Plumbing & Heating Ltd
MP-2023-00827 | 2023-05-11 | 5241 WINDSOR STREET, Vancouver, BC V5W 3H7 | Mechanical Permit | NULL | NULL | Completed | NULL | 0994152 BC Ltd
EP-2023-03878 | 2023-05-15 | 5241 WINDSOR STREET, Vancouver, BC V5W 3H7 | Electrical Permit | Residential | Renovation | Completed | Installation / Repair - Residential - Upgrade service to 200A Install one (1) 60A 240V sub-panel Install one (1) 25A 240V Heat Pump / A/C power with disconnect switch at front yard *A/C company will apply mechanical permit* *An approved mechanical permit is required for the installation of air conditioning or heat pump unit at the time of installation before an electrical inspection will be performed | Cathay Services Ltd
MP-2023-00348 | 2023-03-10 | 5295 WINDSOR STREET, Vancouver, BC V5W 3H7 | Mechanical Permit | NULL | NULL | Completed | NULL | Milani Electric Limited
EP-2023-02105 | 2023-03-20 | 5295 WINDSOR STREET, Vancouver, BC V5W 3H7 | Electrical Permit | Residential | Renovation | Completed | Installation / Repair - Residential - Electrical supply for Heat Pump MP-2023-00348 | Milani Electric Limited
GP-2023-03848 | 2023-12-04 | 6101 WINDSOR STREET, Vancouver, BC V5W 3J2 | Gas Permit | Residential | Renovation | Completed | Residential - RE&RE hot water tank | Milani Plumbing Heating & Air Conditioning Ltd
EP-2022-10621 | NULL | 6102 WINDSOR STREET, Vancouver, BC V5W 3J3 | Electrical Permit | Residential | Renovation | Application Incomplete | Installation / Repair - Residential - Installation of NEMA 14-50 outlet w/ 40A breaker adjacent to the main 200A electrical panel >BP: To retain existing one-family dwelling and convert to a two-family dwelling MCD building and to construct a one-family dwelling infill building with an attached 1-car garage and one surface parking space, having vehicular access from the lane and E. 45th Avenue. - See BP-2019-04055 for infill building. | Black & McDonald Limited
EP-2023-03423 | 2023-04-27 | 6148 WINDSOR STREET, Vancouver, BC V5W 3J3 | Electrical Permit | Residential | Renovation | Issued | Installation / Repair - Residential - upgrade of service to 200amps only -previous service was 100A | JR ELECTRIC LTD.
EP-2023-03385 | 2023-04-19 | 6160 WINDSOR STREET, Vancouver, BC V5W 3J3 | Electrical Permit | Residential | New | Issued | Temporary Power - Residential - To provide temporary power. | Hayat Electrical Ltd
MP-2023-01384 | 2023-07-28 | 6160 WINDSOR STREET, Vancouver, BC V5W 3J3 | Mechanical Permit | NULL | NULL | Issued | NULL | Max Fire Pro Ltd
PP-2023-02629 | 2023-07-25 | 6160 WINDSOR STREET, Vancouver, BC V5W 3J3 | Plumbing Permit | Residential | New | Issued | Residential - Plumbing work for SFD >BP: To construct a 2 storey + basement one-family dwelling with a secondary suite located in the basement with an open parking pad, at the rear providing 2 parking spaces, having vehicular access from the lane. Note: This is a 2 storey building pursuant to the Zoning and Development By-Law 1- Covenant registered at the Land Title Office under CB604184 2- No strata titling permitted 3- Bar sink proposed 4- External mechanical unit proposed 5- Schedule B: Shamsul Alam Shikder P.Eng (604.255.3740) Structural & Geotechnical 6- HPO: Residential Builder - 0901193 B.C. Ltd. 7- As shown by an asterisk (*) on the building permit floor plans and/or elevations, exit protection is required to be provided in accordance with Articles 9.9.4.4., 9.9.4.6., and/or 9.37.2.8. of the 2019 VBBL | Max Fire Pro Ltd
PP-2023-02501 | 2023-07-13 | 6160 WINDSOR STREET, Vancouver, BC V5W 3J3 | Plumbing Permit | Residential | New | Issued | Residential - 1FD+SS - #1 & #2 - 2 sump with pump 1 sump without Pump.Total 3 sumps | East West Excavating 2022 ltd
PP-2023-04107 | 2023-11-22 | 6160 WINDSOR STREET, Vancouver, BC V5W 3J3 | Plumbing Permit | Residential | New | Completed | Residential - 1FD+SS - #1 & #2 - 3/4 backflow preventer for lawn irrigation | Yue Jin Qiu
GP-2023-02503 | 2023-08-29 | 6160 WINDSOR STREET, Vancouver, BC V5W 3J3 | Gas Permit | Residential | New | Issued | Residential - 2 Ranges & 1 BBQ >BP: To construct a 2 storey + basement one-family dwelling with a secondary suite | Next Wave Mechanical Ltd
SP-2023-01457 | 2023-08-08 | 6160 WINDSOR STREET, Vancouver, BC V5W 3J3 | Sprinkler Permit | Residential | New | Issued | Residential - 1FD+SS - #1 & #2 - To install fire sprinkler system in SFD >DB: To construct a 2 storey + basement one-family dwelling with a secondary suite located in the basement with an open parking pad, at the rear providing 2 parking spaces, having vehicular access from the lane. Note: This is a 2 storey building pursuant to the Zoning and Development By-Law 1- Covenant registered at the Land Title Office under CB604184 2- No strata titling permitted 3- Bar sink proposed 4- External mechanical unit proposed ***This permit is issued under the VBBL 2019, with updated energy requirements as per bylaw # 12997 effective Jan 01, 2022.*** | Max Fire Pro Ltd
EP-2023-07421 | 2023-08-21 | 6160 WINDSOR STREET, Vancouver, BC V5W 3J3 | Electrical Permit | Residential | New | Issued | Installation / Repair - Residential - Rough wire and finishing of new house with secondary suite >BP: To construct a 2 storey + basement one-family dwelling with a secondary suite ($775,285) located in the basement with an open parking pad, at the rear providing 2 parking spaces, having vehicular access from the lane. Note: This is a 2 storey building pursuant to the Zoning and Development By-Law 1- Covenant registered at the Land Title Office under CB604184 2- No strata titling permitted 3- Bar sink proposed 4- External mechanical unit proposed 5- Schedule B: Shamsul Alam Shikder P.Eng (604.255.3740) Structural & Geotechnical 6- HPO: Residential Builder - 0901193 B.C. Ltd. 7- As shown by an asterisk (*) on the building permit floor plans and/or elevations, exit protection is required to be provided in accordance with Articles 9.9.4.4., 9.9.4.6., and/or 9.37.2.8. of the 2019 VBBL ***This permit is issued under the VBBL 2019, with updated energy requirements as per bylaw # 12997 effective Jan 01, 2022.*** | Hayat Electrical Ltd
EP-2023-07782 | 2023-08-30 | 6160 WINDSOR STREET, Vancouver, BC V5W 3J3 | Electrical Permit | Residential | New | Issued | Installation / Repair - Residential - Extra Low Voltage Prewire and Finishing : Prewire and finishing of Security alarm system, Cable vision (RG-6), Computer data cabling, Central vacuum system, CCTV, Telephone and Doorbell. >BP: To construct a 2 storey + basement one-family dwelling with a secondary suite ($775,285) located in the basement with an open parking pad, at the rear providing 2 parking spaces, having vehicular access from the lane. | Karma Communications Ltd.
GP-2022-03913 | 2022-12-08 | 6172 WINDSOR STREET, Vancouver, BC V5W 3J3 | Gas Permit | Residential | Addition | Completed | Residential - RE & RE FURNACE | B C Furnace Service Ltd
EP-2022-06171 | 2022-07-22 | 6234 WINDSOR STREET, Vancouver, BC V5W 3J3 | Electrical Permit | Residential | Tenant Improvement | Issued | Installation / Repair - Residential - - Electrical install for heat pump - No change to existing service - BP not required - Mechanical Permit to be obtained | Moore And Russell Heating And Air Conditioning Ltd
GP-2022-01899 | 2022-06-23 | 6234 WINDSOR STREET, Vancouver, BC V5W 3J3 | Gas Permit | Residential | Tenant Improvement | Completed | Residential - Re Re furnace & tankless | Moore & Russell Heating Ltd
EP-2022-10659 | 2022-12-17 | 6273 WINDSOR STREET, Vancouver, BC V5W 3J2 | Electrical Permit | Residential | New | Expired | Temporary Power - Residential - To provide temporary power. | H.L. ELECTRICAL LTD
PP-2023-03085 | 2023-08-31 | 6273 WINDSOR STREET, Vancouver, BC V5W 3J2 | Plumbing Permit | Residential | New | Issued | Residential - 2FD - FRONT - 6273 WINDSOR ST - #1 BACK - 6273 WINDSOR ST - #2 plumbing >DB: To construct a two-storey two-family dwelling, with a detached accessory building (garage) at the rear providing 2 parking spaces, having vehicular access from the lane. The entire building, INCLUDING THE ATTACHED GARAGE (if applicable), to be sprinklered to 2 x NFPA 13D. 1. External mechanical unit proposed in rear yard 2. No Bar sinks proposed ******THIS PERMIT HAS BEEN ISSUED UNDER THE REQUIREMENTS OF VBBL #12511 (2019)****** | Pro-Tech Plumbing Ltd
PP-2023-02883 | 2023-08-15 | 6273 WINDSOR STREET, Vancouver, BC V5W 3J2 | Plumbing Permit | Residential | New | Issued | Residential - 2FD - Sump and underground | GNA Contracting Ltd
NULL | NULL | 6273 WINDSOR STREET, Vancouver, BC V5W 3J2 | Mechanical Permit | NULL | NULL | Draft | NULL | Pro-Tech Plumbing Ltd
MP-2023-01894 | 2023-10-21 | 6273 WINDSOR STREET, Vancouver, BC V5W 3J2 | Mechanical Permit | NULL | NULL | Issued | NULL | Pro-Tech Plumbing Ltd
EP-2023-09077 | 2023-10-23 | 6273 WINDSOR STREET, Vancouver, BC V5W 3J2 | Electrical Permit | Residential | New | Issued | Installation / Repair - Residential - 200 amp main service 125 amp for each unit all rough wiring and finishing >BP: To construct a two-storey two-family dwelling ($704,000), with a detached accessory building (garage) at the rear providing 2 parking spaces, having vehicular access from the lane. The entire building, INCLUDING THE ATTACHED GARAGE (if applicable), to be sprinklered to 2 x NFPA 13D. 1. External mechanical unit proposed in rear yard 2. No Bar sinks proposed 3. Schedule B: Yatendra Kumar Sharma (778.863.7076) Structural & Geotechnical 4. HPO: Residential Builder - Classy Caves Developments Ltd Mechanical Permit *An approved mechanical permit is required for the installation of air conditioning or heat pump unit before final electrical inspection will be performed ******THIS PERMIT HAS BEEN ISSUED UNDER THE REQUIREMENTS OF VBBL #12511 (2019)****** | H.L. ELECTRICAL LTD
GP-2023-03669 | 2023-11-24 | 6273 WINDSOR STREET, Vancouver, BC V5W 3J2 | Gas Permit | Residential | New | Issued | Residential - 2 Ranges Install >BP: To construct a two-storey two-family dwelling ($704,000), with a detached accessory building (garage) at the rear providing 2 parking spaces, having vehicular access from the lane. | Realistic Plumbing & Heating
EP-2023-10453 | 2023-11-20 | 6273 WINDSOR STREET, Vancouver, BC V5W 3J2 | Electrical Permit | Residential | New | Issued | Installation / Repair - Residential - rough wiring and completion of security, tv, data, intercom >BP: To construct a two-storey two-family dwelling ($704,000), with a detached accessory building (garage) at the rear providing 2 parking spaces, having vehicular access from the lane. The entire building, INCLUDING THE ATTACHED GARAGE (if applicable), to be sprinklered to 2 x NFPA 13D. 1. External mechanical unit proposed in rear yard 2. No Bar sinks proposed 3. Schedule B: Yatendra Kumar Sharma (778.863.7076) Structural & Geotechnical 4. HPO: Residential Builder - Classy Caves Developments Ltd ******THIS PERMIT HAS BEEN ISSUED UNDER THE REQUIREMENTS OF VBBL #12511 (2019)****** | Supersonic Security System Inc.
SP-2023-02150 | 2023-11-24 | 6273 WINDSOR STREET, Vancouver, BC V5W 3J2 | Sprinkler Permit | Residential | New | Issued | Residential - new home >BP: To construct a two-storey two-family dwelling , with a detached accessory building (garage) at the rear providing 2 parking spaces, having vehicular access from the lane. The entire building, INCLUDING THE ATTACHED GARAGE (if applicable), to be sprinklered to 2 x NFPA 13D. 1. External mechanical unit proposed in rear yard 2. No Bar sinks proposed 3. Schedule B: Yatendra Kumar Sharma (778.863.7076) Structural & Geotechnical 4. HPO: Residential Builder - Classy Caves Developments Ltd | SBMS Construction Ltd
EP-2022-06544 | 2022-08-05 | 6283 WINDSOR STREET, Vancouver, BC V5W 3J2 | Electrical Permit | Residential | Renovation | Completed | Installation / Repair - Residential - Upgrade service to 200 amps. current service is 60amp | Worx Electrical Installations Ltd
EP-2023-06451 | 2023-07-18 | 2475 YORK AVENUE, Vancouver, BC V6K 1C9 | Electrical Permit | Commercial | Renovation | Completed | Installation / Repair - Commercial - Installation of copper wire pigtails on all devices in condo building (32 units). | Wicks Electric Inc
EP-2024-00218 | NULL | 2475 YORK AVENUE, Vancouver, BC V6K 1C9 | Electrical Permit | Commercial | Renovation | Applicant Revisions | Installation / Repair - Commercial - Running new wire to fire alarm panel | Cobing Building Solutions Ltd
PP-2023-02960 | 2023-08-22 | 2475 YORK AVENUE, Vancouver, BC V6K 1C9 | Plumbing Permit | Commercial | Renovation | Issued | Commercial - Domestic water re pipe of the building service line to the mechanical room | Brighter Mechanical Ltd
MP-2023-00173 | 2023-02-08 | 2580 YALE STREET, Vancouver, BC V5K 1B9 | Mechanical Permit | NULL | NULL | Completed | NULL | 0994152 BC Ltd
EP-2023-01114 | 2023-02-14 | 2580 YALE STREET, Vancouver, BC V5K 1B9 | Electrical Permit | Residential | Tenant Improvement | Issued | Installation / Repair - Residential - Electrical to outdoor heat pump *MP-2023-00173 | 0994152 BC Ltd
GP-2022-01441 | 2022-05-11 | 2716 YALE STREET, Vancouver, BC V5K 1C3 | Gas Permit | Residential | New | Completed | Residential - Installation of 1 gas fireplace - venting and hook up only | Urban Fireplaces Ltd
PP-2022-01695 | 2022-05-18 | 2716 YALE STREET, Vancouver, BC V5K 1C3 | Plumbing Permit | Residential | New | Completed | Residential - Plumbing and heating >BP: To construct a 2 storey one-family dwelling with a secondary suite located in the basement ($728,500) with a detached garage providing 2 parking spaces, having vehicular access from the lane. 1. Covenant registered at the Land Title Office under CA9160001 2. A/C proposed – Exterior component located in rear, Interior component located in upper. 3. No Bar sink 4. Schedule B: (X.M.Qiu) P.Eng (604.778.5377) Structural 5. Schedule B: (T.V. Le) P.Eng (604.421.3288) Geotechnical 6. HPO: Residential Builder- WLK Homes Corp Note: This is a 2 storey building pursuant to the Zoning and Development By-Law Address Information: Principle Dwelling: #1-2716 Yale St Secondary Suite: #2-2716 Yale St Address and suite numbers assigned as per approved plans for Fire and Emergency response. The address number is to be posted to the building to be visible from the street and the suite numbers are to be posted at the suite entries in accordance with the Building By-law prior to final inspection. **THIS PERMIT HAS BEEN ISSUED UNDER THE REQUIREMENTS OF VBBL #12511 (2019) ** **Amend 10/03/2022** I want to add 2 deck drains and 1 overflow deck drain on to this permit. | Dilbagh Singh Sidhu
GP-2022-02283 | 2022-08-04 | 2716 YALE STREET, Vancouver, BC V5K 1C3 | Gas Permit | Residential | New | Completed | Residential - 1FD+SS - #1 & #2 - To install boiler 2 range BBQ firepit fireplace There is pipping for fireplace and BBQ To construct a 2 storey one-family dwelling with a secondary suite located in the basement with a detached garage providing 2 parking spaces, having vehicular access from the lane. 1. Covenant registered at the Land Title Office under CA9160001 2. A/C proposed – Exterior component located in rear, Interior component located in upper. 3. No Bar sink | JOT MECHANICAL LTD
PP-2022-02497 | 2022-07-18 | 2716 YALE STREET, Vancouver, BC V5K 1C3 | Plumbing Permit | Residential | New | Completed | Residential - 1FD+SS - #1 & #2 - One sump To construct a 2 storey one-family dwelling with a secondary suite located in the basement with a detached garage providing 2 parking spaces, having vehicular access from the lane. 1. Covenant registered at the Land Title Office under CA9160001 2. A/C proposed – Exterior component located in rear, Interior component located in upper. 3. No Bar sink | WEST DEMOLITION SERVICE LTD
SP-2022-01032 | 2022-06-24 | 2716 YALE STREET, Vancouver, BC V5K 1C3 | Sprinkler Permit | Residential | New | Completed | Residential - New sprinkler system To construct a 2 storey one-family dwelling with a secondary suite located in the basement with a detached garage providing 2 parking spaces, having vehicular access from the lane. 1. Covenant registered at the Land Title Office under CA9160001 2. A/C proposed – Exterior component located in rear, Interior component located in upper. 3. No Bar sink 4. Schedule B: (X.M.Qiu) P.Eng (604.778.5377) Structural 5. Schedule B: (T.V. Le) P.Eng (604.421.3288) Geotechnical 6. HPO: Residential Builder- WLK Homes Corp | Haven Fire Protection Ltd
EP-2022-07074 | 2022-08-23 | 2716 YALE STREET, Vancouver, BC V5K 1C3 | Electrical Permit | Residential | New | Completed | Installation / Repair - Residential - New construction Sfd w/ ss and detached garage Electrical rough wire and finishing New electrical service 200A Underground Low voltage pre-wire EVC >BP: To construct a 2 storey one-family dwelling with a secondary suite located in the basement ($728,500) with a detached garage providing 2 parking spaces, having vehicular access from the lane. 1. Covenant registered at the Land Title Office under CA9160001 2. A/C proposed – Exterior component located in rear, Interior component located in upper. 3. No Bar sink 4. Schedule B: (X.M.Qiu) P.Eng (604.778.5377) Structural 5. Schedule B: (T.V. Le) P.Eng (604.421.3288) Geotechnical 6. HPO: Residential Builder- WLK Homes Corp | AMTEK Electric Ltd
EP-2023-01624 | 2023-02-27 | 2764 YALE STREET, Vancouver, BC V5K 1C3 | Electrical Permit | Residential | Renovation - Dwelling Unit(s) only | Issued | Installation / Repair - Residential - 200a service upgrade Electrical wiring for house and basement suite >BP: Exterior and interior alterations to change the use of one family dwelling to one family dwelling with a secondary suite. Scope of work includes: 1) Converting basement into a legal suite. 2) Addition of a kitchen and a second bedroom in the basement. | Just Power Ltd
PP-2023-01022 | 2023-03-24 | 2764 YALE STREET, Vancouver, BC V5K 1C3 | Plumbing Permit | Residential | Renovation | Issued | Residential - Plumbing renovation for upper floor and basement suite >BP: Exterior and interior alterations to change the use of one family dwelling to one family dwelling with a secondary suite. Scope of work includes: 1) Converting basement into a legal suite. 2) Addition of a kitchen and a second bedroom in the basement. | Stattonrock Construction Ltd
PP-2023-02584 | 2023-07-20 | 2795 YALE STREET, Vancouver, BC V5K 1C4 | Plumbing Permit | Residential | New | Issued | Residential - Draintile, Rainwater Leader,Sanitary,Storm and Sump(Outside services) See SW permit | Khela Excavating Ltd.
PP-2023-02385 | 2023-07-06 | 2795 YALE STREET, Vancouver, BC V5K 1C4 | Plumbing Permit | Residential | Addition | Issued | Residential - Existing house that will have all new plumbing and some existing plumbing >BP: 2795 Yale St Interior alterations to provide improvements to this existing one family dwelling on this site. Scope of work includes underpinning the basement, adding new stairs from the basement to the main floor, new interior partitions in the basement and updating the existing kitchen. | RADAR PLUMBING AND HEATING
EP-2023-08155 | 2023-09-19 | 2795 YALE STREET, Vancouver, BC V5K 1C4 | Electrical Permit | Residential | Renovation | Issued | Installation / Repair - Residential - ¦ 1FD- 200A SERVICE UPGRADE/ RENO ¦ We are going to rewire the whole house and also going to upgrade the existing 100Amp service to 200Amps,240V, 1Phase. *An approved mechanical permit is required for the installation of air conditioning or heat pump unit at the time of installation before an electrical inspection will be performed >BP: Interior alterations to provide improvements to this existing one family dwelling on this site. Scope of work includes underpinning the basement, adding new stairs from the basement to the main floor, new interior partitions in the basement and updating the existing kitchen. Schedule B - Jason Hui, P.Eng #46619 - 778-319-3403,Vancouver Engineering & Consulting Ltd. ReUP: 2pts required - 2pts provided Uninsulated / exposed spaces: Fully insulate all crawl space/basement wall/exposed floor cavities (1pt) Ventilation and controls: All bathrooms require exhaust fans on timers or humidistats & install smart home thermostat (1pt) Ok for field review as per Kirat Kang - September 8, 2022 | G K Electric Ltd
PP-2023-04117 | 2023-11-23 | 2795 YALE STREET, Vancouver, BC V5K 1C4 | Plumbing Permit | Residential | Renovation | Issued | Residential - Renovation/additional to an existing house >BP: 2795 Yale St Interior alterations to provide improvements to this existing one family dwelling on this site. Scope of work includes underpinning the basement, adding new stairs from the basement to the main floor, new interior partitions in the basement and updating the existing kitchen. | RADAR PLUMBING AND HEATING
NULL | NULL | 2795 YALE STREET, Vancouver, BC V5K 1C4 | Mechanical Permit | NULL | NULL | Draft | NULL | RADAR PLUMBING AND HEATING
MP-2023-02204 | 2023-12-11 | 2795 YALE STREET, Vancouver, BC V5K 1C4 | Mechanical Permit | NULL | NULL | Issued | NULL | RADAR PLUMBING AND HEATING
GP-2023-03404 | 2023-11-06 | 2890 YALE STREET, Vancouver, BC V5K 1C6 | Gas Permit | Residential | Renovation | Completed | Residential - RE&RE hot water tank | Milani Plumbing Heating & Air Conditioning Ltd
GP-2023-01596 | 2023-05-19 | 3621 YALE STREET, Vancouver, BC V5K 1C7 | Gas Permit | Residential | New | Issued | Residential - Two complete boilers and piping only for four stoves, two dryers and two BBQ. >BP: To construct a 2 storey two-family dwelling with 2 secondary suites located in the Basement ($1,087,325) with a detached accessory building (garage) and 1 open parking at the rear providing 3 parking spaces in total, having vehicular access from the 20' lane. >>Amend: Aug. 31st, 2023 -Amend: Aug. 31, 2023 -to correct address to the following as per correction on DB-2021-04245 WEST UNIT #1-3621 Yale St - One Family Dwelling (1st & 2nd floor) #2-3621 Yale St - Secondary Suite (basement) EAST UNIT #1-3623 Yale St - One Family Dwelling (1st & 2nd floor) #2-3623 Yale St - Secondary Suite (basement) | Ultra Mechanical Ltd
SP-2023-00604 | 2023-04-11 | 3621 YALE STREET, Vancouver, BC V5K 1C7 | Sprinkler Permit | Residential | New | Issued | Residential - 2FD+2SS - WEST - 3621 YALE ST - #1 & #2 EAST - 3623 YALE ST - #1 & #2 NEW SPRINKLER INSTALLATION The entire building, INCLUDING THE ATTACHED GARAGE (if applicable), to be sprinklered to 2 x NFPA 13D >DB: To construct a 2 storey two-family dwelling with 2 secondary suites located in the Basement with a detached accessory building (garage) and 1 open parking at the rear providing 3 parking spaces in total, having vehicular access from the 20' lane. 1. Covenant registered at the Land Title Office under CB170450 2. A/C proposed – Exterior component located in Rear, Interior component located in Main Floor. | Real Tech Fire Protection Ltd
EP-2023-01620 | 2023-02-24 | 3621 YALE STREET, Vancouver, BC V5K 1C7 | Electrical Permit | Residential | New | Issued | Temporary Power - Residential - To provide temporary power. | Sikander Electrical Ltd.
PP-2022-03060 | 2022-10-07 | 3621 YALE STREET, Vancouver, BC V5K 1C7 | Plumbing Permit | Residential | New | Issued | Residential - SUMPS >>Amend: Aug. 31st 2023 -to change address as per below WEST UNIT #1-3621 Yale St - One Family Dwelling (1st & 2nd floor) #2-3621 Yale St - Secondary Suite (basement) EAST UNIT #1-3623 Yale St - One Family Dwelling (1st & 2nd floor) #2-3623 Yale St - Secondary Suite (basement) | Canadian Excavating Ltd
PP-2023-00039 | 2023-01-06 | 3621 YALE STREET, Vancouver, BC V5K 1C7 | Plumbing Permit | Residential | New | Issued | Residential - plumbing >BP: To construct a 2 story two-family dwelling with 2 secondary suites located in the Basement with a detached accessory building (garage) and 1 open parking at the rear providing 3 parking spaces in total, having vehicular access from the 20' lane. 1. Covenant registered at the Land Title Office under CB170450 2. A/C proposed – Exterior component located in Rear, Interior component located in Main Floor. 3. Schedule B: (J.J.S Hui) P.Eng (778.319.3403) Structural & Geotechnical 4. HPO: Residential Builder-Gurmanjal Singh Randhawa >>>Amend: Aug. 31, 2023 -WEST UNIT #1-3621 Yale St - One Family Dwelling (1st & 2nd floor) #2-3621 Yale St - Secondary Suite (basement) EAST UNIT #1-3623 Yale St - One Family Dwelling (1st & 2nd floor) #2-3623 Yale St - Secondary Suite (basement) | Easyway Plumbing & Heating Ltd
MP-2023-00088 | 2023-01-19 | 3621 YALE STREET, Vancouver, BC V5K 1C7 | Mechanical Permit | NULL | NULL | Issued | NULL | Easyway Plumbing & Heating Ltd
EP-2022-09681 | 2022-11-17 | 3621 YALE STREET, Vancouver, BC V5K 1C7 | Electrical Permit | Residential | New | Issued | Installation / Repair - Residential - 200 amp overhead main duplex service. West unit ( 3621 Yale street) has 125 amp main breaker East unit (3623 Yale street) also has 125 amp main breaker Both main panels will be installed in each garage, which then supply a sub panel (100 amp) in each unit. The unit sub panels (100 amp) supply additional sub panel( 70 amp) in each legal suite. >BP: To construct a 2 storey two-family dwelling with 2 secondary suites located in the Basement ($1,087,325) with a detached accessory building (garage) and 1 open parking at the rear providing 3 parking spaces in total, having vehicular access from the 20' lane. 1. Covenant registered at the Land Title Office under CB170450 2. A/C proposed – Exterior component located in Rear, Interior component located in Main Floor. 3. Schedule B: (J.J.S Hui) P.Eng (778.319.3403) Structural & Geotechnical 4. HPO: Residential Builder-Gurmanjal Singh Randhawa Note: This is a 2 storey building pursuant to the Zoning and Development By-Law **THIS PERMIT HAS BEEN ISSUED UNDER THE REQUIREMENTS OF VBBL #12511 (2019)** >>>>>>>>>> Amend: Aug. 31, 2023 -to correct address to the following as per correction on DB-2021-04245 WEST UNIT #1-3621 Yale St - One Family Dwelling (1st & 2nd floor) #2-3621 Yale St - Secondary Suite (basement) EAST UNIT #1-3623 Yale St - One Family Dwelling (1st & 2nd floor) #2-3623 Yale St - Secondary Suite (basement) | Sikander Electrical Ltd.
EP-2022-00481 | 2022-01-23 | 3621 YALE STREET, Vancouver, BC V5K 1C7 | Electrical Permit | Residential | New | Expired | Temporary Power - Residential - To provide temporary power. | Sikander Electrical Ltd.
PP-2023-01325 | 2023-04-17 | 3632 YALE STREET, Vancouver, BC V5K 1C8 | Plumbing Permit | Residential | New | Completed | Residential - to install a DCVA for lawn irrigation | University Sprinkler Systems Incorporated
PP-2023-01187 | 2023-04-04 | 3644 YALE STREET, Vancouver, BC V5K 1C8 | Plumbing Permit | Residential | New | Completed | Residential - to install a DCVA for lawn irrigation | University Sprinkler Systems Incorporated
GP-2023-01132 | 2023-04-03 | 3666 YALE STREET, Vancouver, BC V5K 1C8 | Gas Permit | Residential | New | Completed | Residential - 2 boilers, 2 range, 2 bbq & 2 cook top. Piping only for BBQ's & Cook Tops >BP: To construct a 2 storey two-family dwelling with 2 secondary suites located in the Basemen | Deep Gas Fitting Ltd.
EP-2023-02458 | 2023-03-22 | 3666 YALE STREET, Vancouver, BC V5K 1C8 | Electrical Permit | Residential | New | Completed | Installation / Repair - Residential - Electrical low voltage -cable,telephone,internet,cameras,speakers,alarm system etc pre-wire & finish >BP: To construct a 2 storey two-family dwelling with 2 secondary suites located in the Basement ($1,066,500.00) with a detached accessory building (garage) and 1 open parking at the rear providing 2 parking spaces, having vehicular access from the lane. 1. Covenant registered at the Land Title Office under CB237603-CB237604 2. A/C proposed – Exterior component located in rear yard, Interior component located in closets on second floor. 3. Bar sink not proposed. 4. Schedule A: (GURPREET SINGH, P.Eng., 778-861-0444.) 5. Schedule B: (GURPREET SINGH, P.Eng., 778-861-0444.) Architectural Item 1.5, Structural, Geotechnical 6. HPO: Residential Builder- (SBPS HOMES LTD.) Note: This is a 2 storey building pursuant to the Zoning and Development By-Law **THIS PERMIT HAS BEEN ISSUED UNDER THE REQUIREMENTS OF VBBL #12511 (2019) ** | Gigabyte Security Solutions Inc.
EP-2023-02180 | 2023-03-15 | 3666 YALE STREET, Vancouver, BC V5K 1C8 | Electrical Permit | Residential | New | Completed | Installation / Repair - Residential - Whole new duplex house with detached garage electrical work. >BP: To construct a 2 storey two-family dwelling with 2 secondary suites located in the Basement ($1,066,500.00) with a detached accessory building (garage) and 1 open parking at the rear providing 2 parking spaces, having vehicular access from the lane. 1. Covenant registered at the Land Title Office under CB237603-CB237604 2. A/C proposed – Exterior component located in rear yard, Interior component located in closets on second floor. 3. Bar sink not proposed. 4. Schedule A: (GURPREET SINGH, P.Eng., 778-861-0444.) 5. Schedule B: (GURPREET SINGH, P.Eng., 778-861-0444.) Architectural Item 1.5, Structural, Geotechnical 6. HPO: Residential Builder- (SBPS HOMES LTD.) Note: This is a 2 storey building pursuant to the Zoning and Development By-Law **THIS PERMIT HAS BEEN ISSUED UNDER THE REQUIREMENTS OF VBBL #12511 (2019) ** | Maple Leaf Electrical Ltd
MP-2023-00717 | 2023-04-27 | 3666 YALE STREET, Vancouver, BC V5K 1C8 | Mechanical Permit | NULL | NULL | Completed | NULL | Century Twenty One Gas & Heating Co. Ltd
MP-2023-00227 | 2023-02-18 | 3666 YALE STREET, Vancouver, BC V5K 1C8 | Mechanical Permit | NULL | NULL | Completed | NULL | Killarney Mechanical Ltd
SP-2023-00391 | 2023-03-07 | 3666 YALE STREET, Vancouver, BC V5K 1C8 | Sprinkler Permit | Residential | New | Completed | Residential - 2FD+2SS - WEST - 3666 YALE ST - #1 & #2 EAST - 3668 YALE ST - #1 & #2 Piping and fixture installation >DB: To construct a 2 storey two-family dwelling with 2 secondary suites located in the Basement with a detached accessory building (garage) and 1 open parking at the rear providing 2 parking spaces, having vehicular access from the lane. 1. Covenant registered at the Land Title Office under CB237603-CB237604 2. A/C proposed – Exterior component located in rear yard, Interior component located in closets on second floor. 3. Bar sink not proposed. | RG Plumbing Ltd
PP-2023-00496 | 2023-02-13 | 3666 YALE STREET, Vancouver, BC V5K 1C8 | Plumbing Permit | Residential | New | Completed | Residential - new plumbing >BP: To construct a 2 storey two-family dwelling with 2 secondary suites located in the Basement with a detached accessory building (garage) and 1 open parking at the rear providing 2 parking spaces, having vehicular access from the lane. 1. Covenant registered at the Land Title Office under CB237603-CB237604 2. A/C proposed – Exterior component located in rear yard, Interior component located in closets on second floor. 3. Bar sink not proposed. 4. Schedule A: (GURPREET SINGH, P.Eng., 778-861-0444.) 5. Schedule B: (GURPREET SINGH, P.Eng., 778-861-0444.) Architectural Item 1.5, Structural, Geotechnical 6. HPO: Residential Builder- (SBPS HOMES LTD.) | Killarney Mechanical Ltd
EP-2023-05174 | 2023-06-09 | 3666 YALE STREET, Vancouver, BC V5K 1C8 | Electrical Permit | Residential | New | Issued | Temporary Power - Residential - To provide temporary power. | Maple Leaf Electrical Ltd
PP-2022-03890 | 2022-10-28 | 3666 YALE STREET, Vancouver, BC V5K 1C8 | Plumbing Permit | Residential | New | Completed | Residential - 2FD+2SS - Install one outside storm sump | PTL Contracting Ltd
GP-2022-03457 | 2022-11-06 | 3531 WILLIAM STREET, Vancouver, BC V5K 2Z8 | Gas Permit | Residential | Renovation - Dwelling Unit(s) only | Completed | Residential - Furnace and water heater replacement | Heatco Furnace Services Ltd
GP-2023-02856 | 2023-09-28 | 6309 YUKON STREET, Vancouver, BC V5Y 3S7 | Gas Permit | Residential | Renovation | Completed | Residential - Removal and replacement of 40 us gallon gas hot water tank . | Pioneer Plumbing & Heating Inc
GP-2022-04004 | 2022-12-15 | 7731 YUKON STREET, Vancouver, BC V5X 2Y4 | Gas Permit | Residential | Renovation | Completed | Residential - HWT re&re | Ferenc Nagy
MP-2023-01528 | 2023-08-18 | 3673 WILLIAM STREET, Vancouver, BC V5K 5G9 | Mechanical Permit | NULL | NULL | Issued | NULL | Prima Plumbing & Heating Ltd
EP-2023-07681 | 2023-10-20 | 3673 WILLIAM STREET, Vancouver, BC V5K 5G9 | Electrical Permit | Residential | Addition | Completed | Installation / Repair - Residential - Install power for Heat Pump unit and disconnect located in the NW corner of the property *MP-2023-01528: Issued (Heating and Cooling) | Capmar Electric Limited
EP-2022-10325 | 2022-12-13 | 2550 WILLOW STREET, Vancouver, BC V5Z 3N9 | Electrical Permit | Commercial | Renovation - Dwelling Unit(s) only | Cancelled | Installation / Repair - Commercial - Install of one 15 amp duplex dedicated receptacle Patient Care | 4th Utility Inc
EP-2023-00055 | 2023-01-05 | 2550 WILLOW STREET, Vancouver, BC V5Z 3N9 | Electrical Permit | Commercial | New | Completed | Installation / Repair - Commercial - Install 2x CAT6 cables and 1x 15A receptacle for TV for VGH Eye Care. | Houle Electric Limited
EP-2023-05899 | 2023-06-30 | 2577 WILLOW STREET, Vancouver, BC V5Z 3N8 | Electrical Permit | Commercial | Renovation | Issued | Installation / Repair - Commercial - Maintenance replacement of fire alarm system - The control unit, annunciator, initiating devices [smoke detectors]. Note: The issuance of this permit is based on Bulletin 2018-004-BU/EL. | Fina Electrical Systems Ltd
EP-2022-03930 | 2022-05-12 | 8708 YUKON STREET, Vancouver, BC V5X 2Y9 | Electrical Permit | Commercial | NULL | Expired | Annual / Operating - ***ANNUAL Operating Permit*** Renewal of EP-2021-03940 Valid: May 15, 2022 - May 14, 2023 | Ross Morrison Electrical Ltd
EP-2023-04013 | 2023-05-08 | 8708 YUKON STREET, Vancouver, BC V5X 2Y9 | Electrical Permit | Commercial | NULL | Issued | Annual / Operating - Annual Operating Permit Site maintenance -Renewal of EP-2022-03930 -Valid: May 15, 2023 - May 14, 2024 | Ross Morrison Electrical Ltd
EP-2023-00371 | 2023-01-17 | 1912 WHYTE AVENUE, Vancouver, BC V6J 1B3 | Electrical Permit | Residential | Addition | Completed | Installation / Repair - Residential - Porsche EV charger to be installed in garage | Trudel, Daniel, DBA: Electrum Charging Solutions Inc.
PP-2023-01166 | 2023-04-04 | 1921 WHYTE AVENUE, Vancouver, BC V6J 1B4 | Plumbing Permit | Residential | Renovation | Issued | Residential - Remove & replace the following plumbing fixtures >DB: Exterior and Interior alterations and change of use from One Family Dwelling with Secondary suite to One Family Dwelling at this Heritage B Building on this site. Note to engineering: no net new fixtures, improvement value higher than project value, no sprinkler Note: 1) Exterior Alterations includes replacement of windows in the same openings and new decks at rear on the main and upper floor. 2) Okay for tempered glass railings at the rear of the building per E. Sabadlan provided that building depth at the main floor is at .50 or less and on the upper floor at .45 or less. 3) Bar sink located in the basement level 4) Re&Re fixtures, millwork, finishes and appliances throughout | McKellar Plumbing & Heating Ltd
EP-2023-02956 | 2023-04-17 | 1921 WHYTE AVENUE, Vancouver, BC V6J 1B4 | Electrical Permit | Residential | Renovation | Issued | Installation / Repair - Residential - Re-wired basement lighting to lighting control system (supplied by others), wired bar area in basement and re-re light fixtures throughout. Move 200A service to garage. >BP: Exterior and Interior alterations and change of use from One Family Dwelling with Secondary suite to One Family Dwelling at this Heritage B Building on this site. Note to engineering: no net new fixtures, improvement value higher than project value, no sprinkler Note: 1) Exterior Alterations includes replacement of windows in the same openings and new decks at rear on the main and upper floor. 2) Okay for tempered glass railings at the rear of the building per E. Sabadlan provided that building depth at the main floor is at .50 or less and on the upper floor at .45 or less. 3) Bar sink located in the basement level 4) Re&Re fixtures, millwork, finishes and appliances throughout | F & S Electrical Ltd
GP-2024-00058 | 2024-01-08 | 1929 WHYTE AVENUE, Vancouver, BC V6J 1B4 | Gas Permit | Residential | Renovation | Completed | Residential - RE&RE boiler | Milani Plumbing Heating & Air Conditioning Ltd
EP-2022-09035 | 2022-10-25 | 1736 WILLIAM STREET, Vancouver, BC V5L 2R4 | Electrical Permit | Residential | Renovation - Dwelling Unit(s) only | Completed | Installation / Repair - Residential - Upgrade Panel to 200 amps Mast Installation | PTX Electric Ltd
NULL | NULL | 1746 WILLIAM STREET, Vancouver, BC V5L 2R4 | Gas Permit | Residential | New | Draft | Residential - Installation of new furnace | NULL
GP-2023-01340 | 2023-04-25 | 1817 WILLIAM STREET, Vancouver, BC V5L 2R7 | Gas Permit | Residential | Tenant Improvement | Completed | Residential - Re & Re of the Furnace and Hot Water Tank | Moore & Russell Heating Ltd
EP-2023-05832 | 2023-08-08 | 3500 WILLOW STREET, Vancouver, BC V5Z 3R1 | Electrical Permit | Residential | Addition | Issued | Installation / Repair - Residential - A/C Wiring, breaker to unit. | Macrae&King Power Inc
MP-2023-01158 | 2023-06-22 | 3500 WILLOW STREET, Vancouver, BC V5Z 3R1 | Mechanical Permit | NULL | NULL | Completed | NULL | Thomson Industries Ltd
MP-2023-01380 | 2023-07-28 | 3520 WILLOW STREET, Vancouver, BC V5Z 3R1 | Mechanical Permit | NULL | NULL | Issued | NULL | Good Guys Heating Cooling Plumbing
GP-2022-00098 | 2022-01-13 | 3939 WILLOW STREET, Vancouver, BC V5Z 3R4 | Gas Permit | Residential | Renovation | Completed | Residential - HWT re&re | Ferenc Nagy
GP-2022-01250 | 2022-04-21 | 4950 WILLOW STREET, Vancouver, BC V5Z 3R9 | Gas Permit | Residential | Renovation - Dwelling Unit(s) only | Completed | Residential - Installing Furnace | Reid Brothers Plumbing & Heating Ltd
EP-2024-00302 | 2024-01-24 | 5025 WILLOW STREET, Vancouver, BC V5Z 3S1 | Electrical Permit | Commercial | New | Issued | Temporary Power - Commercial - Installation of temporary electrical equipment SECURITY EQUIPMENT. | 0777792 BC Ltd
PP-2023-02837 | 2023-08-22 | 3440 YUKON STREET, Vancouver, BC V5Y 3S2 | Plumbing Permit | Residential | New | Issued | Residential - Sump | Praxis Site Services Ltd
MP-2022-00467 | 2022-10-25 | 4583 WINDSOR STREET, Vancouver, BC V5V 4P8 | Mechanical Permit | NULL | NULL | Completed | NULL | 0994152 BC Ltd
GP-2022-03265 | 2022-10-21 | 4583 WINDSOR STREET, Vancouver, BC V5V 4P8 | Gas Permit | Residential | Tenant Improvement | Completed | Residential - Decommissioning gas furnace | 0994152 BC Ltd
EP-2022-09083 | 2022-10-27 | 4583 WINDSOR STREET, Vancouver, BC V5V 4P8 | Electrical Permit | Residential | Tenant Improvement | Completed | Installation / Repair - Residential - Electrical to outdoor Heat Pump MP-2022-00467 | 0994152 BC Ltd
PP-2022-00138 | 2022-01-18 | 4626 WINDSOR STREET, Vancouver, BC V5V 4P7 | Plumbing Permit | Residential | New | Completed | Residential - 1FD+SS - #1 & #2 - new construction drain pipe abs ,water line pex and all floor radiant heating To construct a 2 storey + basement one-family dwelling with a secondary suite located in the basement with a detached accessory building (garage), at the rear providing 2 parking spaces, having vehicular access from the lane. Note: This is a 2 storey building pursuant to the Zoning and Development By-Law 1- Covenant registered at the Land Title Office under CA8690357 2- No strata titling permitted 3- No bar sink proposed 4- No A/C unit proposed | Crest Mechanical Corp
EP-2022-03123 | 2022-04-19 | 4626 WINDSOR STREET, Vancouver, BC V5V 4P7 | Electrical Permit | Residential | New | Completed | Installation / Repair - Residential - ALarm,Tel/Data/TV,intercom,Vcuum,etc >BP: To construct a 2 storey + basement one-family dwelling with a secondary suite ($635,725) located in the basement with a detached accessory building (garage), at the rear providing 2 parking spaces, having vehicular access from the lane. Note: This is a 2 storey building pursuant to the Zoning and Development By-Law 1- Covenant registered at the Land Title Office under CA8690357 2- No strata titling permitted 3- No bar sink proposed 4- No A/C unit proposed 5- Schedule B: Ke Jian, MA, P.Eng (604-599-8890) Structural Jian Zhong Jin, P.Eng. (604.362.7021) Geotechnical 6- HPO: Residential Builder - Acebuild Homes Ltd. Address Note: #1-4626 Windsor St - One Family Dwelling (1st & 2nd floor, east portion of basement) #2-4626 Windsor St - Secondary Suite (west portion of basement) Address and suite numbers assigned as per approved plans for Fire and Emergency response. The address number is to be posted to the building to be visible from the street and the suite numbers are to be posted at the suite entries in accordance with the Building By-law prior to final inspection. ******THIS PERMIT HAS BEEN ISSUED UNDER THE REQUIREMENTS OF VBBL #12511 (2019)****** | AIGO TECHNOLOGY INC
GP-2022-01417 | 2022-05-10 | 4626 WINDSOR STREET, Vancouver, BC V5V 4P7 | Gas Permit | Residential | New | Completed | Residential - New gas fireplace with vent & hook up | Fastgo System 2011 Inc DBA Fireplaces Unlimited
GP-2022-01518 | 2022-05-17 | 4626 WINDSOR STREET, Vancouver, BC V5V 4P7 | Gas Permit | Residential | New | Completed | Residential - GAS PIPE BOILER COMPLETE ,STOVE COMPLETE,BBQ AND FIREPLACE PIPEING ONLY To construct a 2 storey + basement one-family dwelling with a secondary suite located in the basement with a detached accessory building (garage), at the rear providing 2 parking spaces, having vehicular access from the lane. Note: This is a 2 storey building pursuant to the Zoning and Development By-Law 1- Covenant registered at the Land Title Office under CA8690357 2- No strata titling permitted 3- No bar sink proposed 4- No A/C unit proposed 5- Schedule B: Ke Jian, MA, P.Eng (604-599-8890) Structural Jian Zhong Jin, P.Eng. (604.362.7021) Geotechnical 6- HPO: Residential Builder - Acebuild Homes Ltd. | Crest Mechanical Corp
SP-2022-00924 | 2022-06-14 | 4626 WINDSOR STREET, Vancouver, BC V5V 4P7 | Sprinkler Permit | Residential | New | Completed | Residential - installation of fire sprinkler system To construct a 2 storey + basement one-family dwelling with a secondary suite located in the basement with a detached accessory building (garage), at the rear providing 2 parking spaces, having vehicular access from the lane. Note: This is a 2 storey building pursuant to the Zoning and Development By-Law 1- Covenant registered at the Land Title Office under CA8690357 2- No strata titling permitted 3- No bar sink proposed 4- No A/C unit proposed 5- Schedule B: Ke Jian, MA, P.Eng (604-599-8890) Structural Jian Zhong Jin, P.Eng. (604.362.7021) Geotechnical 6- HPO: Residential Builder - Acebuild Homes Ltd. | J & G Mechanical Ltd
PP-2022-04284 | 2022-11-29 | 4626 WINDSOR STREET, Vancouver, BC V5V 4P7 | Plumbing Permit | Residential | New | Completed | Residential - Lawn Irrigation | Lushland Irrigation & Landscaping Ltd
EP-2023-04137 | 2023-05-18 | 4786 WINDSOR STREET, Vancouver, BC V5V 4R2 | Electrical Permit | Residential | Addition | Completed | Installation / Repair - Residential - New dedicated 40A, 240V circuit for new heat pump. MP-2023-00844: Issued | KOVAC ELECTRICAL GROUP LTD.
MP-2023-00844 | 2023-05-12 | 4786 WINDSOR STREET, Vancouver, BC V5V 4R2 | Mechanical Permit | NULL | NULL | Completed | NULL | Central Commercial & Residential Services
GP-2023-01708 | 2023-06-01 | 4786 WINDSOR STREET, Vancouver, BC V5V 4R2 | Gas Permit | Residential | Renovation | Completed | Residential - 60ft gas line for bbq box | Pioneer Plumbing & Heating Inc
EP-2022-02520 | 2022-03-29 | 4806 WINDSOR STREET, Vancouver, BC V5V 4R2 | Electrical Permit | Residential | Renovation | Completed | Installation / Repair - Residential - Upgrade electrical service from 100Amp to 200Amp. | Mountain Point Electrical Inc.
PP-2023-02717 | 2023-07-31 | 4850 WINDSOR STREET, Vancouver, BC V5V 4R2 | Plumbing Permit | Commercial | Renovation | Issued | Commercial - relocating water closets, lavatiry sinks, kitchen sink, grease interceptor installation >BP: Minor Renovation Interior alterations only to renovate the rear portion of this existing 2-storey church building (major Occupancy Classification A2). Included in the scope of work is to relocate existing kitchen and bathroom on the 1st floor, reconfigure the stairs at the rear of the unit from 1st floor to 2nd floor and providing new stairs for the stage. Notes: 1. Class-3 Cooking operation 2. Occupant load is 150 persons 3. Reviewed for compliance with VBBL 2019 | Odessey Homes Building's Maintenance Ltd
GP-2023-00156 | 2023-01-13 | 4872 WINDSOR STREET, Vancouver, BC V5V 4R2 | Gas Permit | Residential | Renovation | Completed | Residential - Tankless re&re | Ferenc Nagy
EP-2023-07589 | NULL | 4108 YUCULTA CRESCENT, Vancouver, BC | Electrical Permit | Residential | Renovation | Applicant Revisions | Installation / Repair - Residential - installing a roof mounted solar array using mico-inverters and lr4 72hph 455 modules. URGENT - as we need to start with construction asap. | IEP Energy Economics LTD.
GP-2023-02987 | 2023-10-10 | 4262 YUCULTA CRESCENT, Vancouver, BC | Gas Permit | Residential | Tenant Improvement | Completed | Residential - Install furnace | 0704121 BC Ltd
GP-2022-00363 | 2022-02-04 | 3441 WORTHINGTON DRIVE, Vancouver, BC V5M 3Y1 | Gas Permit | Residential | Renovation | Completed | Residential - Fortis gas meter relocation. Relocate meter 5.5m from under deck to south side of house (black steel, no pressure change, 100 MBH 1.75 kpa). | B & B Heavy Civil Construction Ltd
GP-2022-00724 | 2022-03-08 | 3469 WORTHINGTON DRIVE, Vancouver, BC V5M 3Y1 | Gas Permit | Residential | Renovation | Completed | Residential - Meter move, 1m. 1" black iron pipe. No pressure change. | B & B Heavy Civil Construction Ltd
EP-2023-10360 | 2023-11-20 | 5014 WINDSOR STREET, Vancouver, BC V5W 3H5 | Electrical Permit | Residential | Addition | Issued | Installation / Repair - Residential - New garage to be constructed on property. Existing 200A underground from private pole will be intercepted and run into garage to provide power and back feed house. >BP: To construct a detached 3-car garage on the rear of this existing Single Detached House. Sch B (Struct & Geo): Geoff Wensel #37394, 778-855-2549, Kontrol Engineering Ltd. | Wicks Electric Inc
EP-2023-05292 | 2023-07-27 | 5023 WINDSOR STREET, Vancouver, BC V5W 3H6 | Electrical Permit | Residential | Tenant Improvement | Completed | Installation / Repair - Residential - installation of 2 mini split heat pumps MP-2023-01081 | Moore And Russell Heating And Air Conditioning Ltd
MP-2023-01081 | 2023-06-13 | 5023 WINDSOR STREET, Vancouver, BC V5W 3H6 | Mechanical Permit | NULL | NULL | Completed | NULL | Moore And Russell Heating And Air Conditioning Ltd
EP-2023-04335 | 2023-05-23 | 5023 WINDSOR STREET, Vancouver, BC V5W 3H6 | Electrical Permit | Residential | Addition | Completed | Installation / Repair - Residential - Service upgrade from 100A to 200A. | Gilmore Electric Ltd
EP-2023-04042 | 2023-06-05 | 5041 WINDSOR STREET, Vancouver, BC V5W 3H6 | Electrical Permit | Residential | New | Completed | Installation / Repair - Residential - Complete wiring and finishing. Main service-200 amps Main house 5041 meter-100 amps Legal suite 2-5041 meter-60 amps Laneway 3-5041 meter-100 amps *An approved mechanical permit is required for the installation of air conditioning or heat pump unit at the time of installation before an electrical inspection will be performed >BP: To construct a 2 storey + basement one-family dwelling with a secondary suite located in the basement with an open parking space, at the rear providing one parking spaces, having vehicular access from the lane. Note: This is a 2 storey building pursuant to the Zoning and Development By-Law 1- Bar sink proposed in main floor 2- A/C unit proposed in rear yard 3- Schedule B: Jason Hui, P.Eng (778.319.3403) Structural & Geotechnical 4- HPO: Kennix Development Group Ltd. Combustible projections or roof soffits on an exposing building face shall not project to less than .45m from the property line and shall be in compliance with VBBL 2019 9.10.15.5.(9) The entire building, to be sprinklered to NFPA 13D. | SUNSTONE ELECTRIC LTD
SP-2023-01054 | 2023-06-15 | 5041 WINDSOR STREET, Vancouver, BC V5W 3H6 | Sprinkler Permit | Residential | New | Completed | Residential - 1FD+SS - #1 & #2 - Install sprinklers in sfd >DB: To construct a 2 storey + basement one-family dwelling with a secondary suite located in the basement with an open parking space, at the rear providing one parking spaces, having vehicular access from the lane. Note: This is a 2 storey building pursuant to the Zoning and Development By-Law 1- Bar sink proposed in main floor 2- A/C unit proposed in rear yard The entire building, to be sprinklered to NFPA 13D. | Gold Key Fire Protection Ltd
GP-2023-01789 | 2023-06-12 | 5041 WINDSOR STREET, Vancouver, BC V5W 3H6 | Gas Permit | Residential | New | Completed | Residential - 1 Boiler, 1 Range & 1 BBQ >BP: To construct a 2 storey + basement one-family dwelling with a secondary suite | Rain Coast Plumbing & Heating Ltd
EP-2023-05086 | 2023-06-08 | 5041 WINDSOR STREET, Vancouver, BC V5W 3H6 | Electrical Permit | Residential | New | Completed | Installation / Repair - Residential - Alarm, Intercom, Telephone, Cable, Computer, Chime Rough-In And Completion. >BP: To construct a 2 storey + basement one-family dwelling with a secondary suite located in the basement with an open parking space, at the rear providing one parking spaces, having vehicular access from the lane. Note: This is a 2 storey building pursuant to the Zoning and Development By-Law 1- Bar sink proposed in main floor 2- A/C unit proposed in rear yard 3- Schedule B: Jason Hui, P.Eng (778.319.3403) Structural & Geotechnical 4- HPO: Kennix Development Group Ltd. Combustible projections or roof soffits on an exposing building face shall not project to less than .45m from the property line and shall be in compliance with VBBL 2019 9.10.15.5.(9) The entire building, to be sprinklered to NFPA 13D. | Repel Security Systems Ltd
MP-2023-00740 | 2023-05-01 | 5041 WINDSOR STREET, Vancouver, BC V5W 3H6 | Mechanical Permit | NULL | NULL | Completed | NULL | Rain Coast Plumbing & Heating Ltd
PP-2023-01366 | 2023-04-19 | 5041 WINDSOR STREET, Vancouver, BC V5W 3H6 | Plumbing Permit | Residential | New | Completed | Residential - 1FD+SS - #1 & #2 - Plumbing for new house >DB: To construct a 2 storey + basement one-family dwelling with a secondary suite located in the basement with an open parking space, at the rear providing one parking spaces, having vehicular access from the lane. Note: This is a 2 storey building pursuant to the Zoning and Development By-Law 1- Bar sink proposed in main floor 2- A/C unit proposed in rear yard The entire building, to be sprinklered to NFPA 13D. | Rain Coast Plumbing & Heating Ltd
PP-2023-00561 | 2023-02-16 | 5041 WINDSOR STREET, Vancouver, BC V5W 3H6 | Plumbing Permit | Residential | New | Completed | Residential - 1FD+SS - #1 & #2 - two sump without pump | Bhullar Excavating and Demolition
EP-2022-09700 | 2022-11-16 | 5041 WINDSOR STREET, Vancouver, BC V5W 3H6 | Electrical Permit | Residential | New | Expired | Temporary Power - Residential - To provide temporary power. | SUNSTONE ELECTRIC LTD
EP-2022-07969 | 2022-09-23 | 5060 WINDSOR STREET, Vancouver, BC V5W 3H5 | Electrical Permit | Residential | Tenant Improvement | Completed | Installation / Repair - Residential - electrical to the outdoor heat pump unit -rear yard ground mounted -MP-2022-00251 | 0994152 BC Ltd
MP-2022-00251 | 2022-09-22 | 5060 WINDSOR STREET, Vancouver, BC V5W 3H5 | Mechanical Permit | NULL | NULL | Completed | NULL | 0994152 BC Ltd
GP-2022-02216 | 2022-07-28 | 5060 WINDSOR STREET, Vancouver, BC V5W 3H5 | Gas Permit | Residential | Tenant Improvement | Completed | Residential - decommissioning of gas furnace | 0994152 BC Ltd
EP-2022-05744 | 2022-07-07 | 5512 WILLOW STREET, Vancouver, BC V5Z 3S4 | Electrical Permit | Residential | New | Expired | Temporary Power - Residential - To provide temporary power. | Chatha Electrical Services Ltd
EP-2023-04325 | 2023-05-16 | 3106 WINDSOR STREET, Vancouver, BC V5T 4B1 | Electrical Permit | Residential | New | Issued | Temporary Power - Residential - To provide temporary power. | Prabhjot Singh Battu
MP-2023-02200 | 2023-12-09 | 3106 WINDSOR STREET, Vancouver, BC V5T 4B1 | Mechanical Permit | NULL | NULL | Issued | NULL | Century Twenty One Gas & Heating Co. Ltd
GP-2023-03890 | 2023-12-07 | 3106 WINDSOR STREET, Vancouver, BC V5T 4B1 | Gas Permit | Residential | New | Issued | Residential - 2 Ranges & 2 BBQ's Installation >BP: To construct a two and a half storey two-family dwelling ($713,542) with a detached accessory building (garage) at the rear providing 2 parking spaces, having vehicular access from the lane. 1. No A/C units proposed 2. No Bar sinks proposed 3. Schedule B: Jason Hui, P .Eng (778.319.3403) Structural & Geotechnical 4. HPO: Residential Builder - PD Moore Homes Inc | Century Twenty One Gas & Heating Co. Ltd
SP-2023-02116 | 2023-11-20 | 3106 WINDSOR STREET, Vancouver, BC V5T 4B1 | Sprinkler Permit | Residential | New | Issued | Residential - New sprinkler system >BP: To construct a two and a half storey two-family dwelling with a detached accessory building (garage) at the rear providing 2 parking spaces, having vehicular access from the lane. 1. No A/C units proposed 2. No Bar sinks proposed 3. Schedule B: Jason Hui, P .Eng (778.319.3403) Structural & Geotechnical 4. HPO: Residential Builder - PD Moore Homes Inc | Haven Fire Protection Ltd
EP-2023-10152 | 2023-11-29 | 3106 WINDSOR STREET, Vancouver, BC V5T 4B1 | Electrical Permit | Residential | New | Issued | Installation / Repair - Residential - Rough in of security alarm, tv, tel, net, cctv >BP: To construct a two and a half storey two-family dwelling ($713,542) with a detached accessory building (garage) at the rear providing 2 parking spaces, having vehicular access from the lane. 1. No A/C units proposed 2. No Bar sinks proposed 3. Schedule B: Jason Hui, P .Eng (778.319.3403) Structural & Geotechnical 4. HPO: Residential Builder - PD Moore Homes Inc ******THIS PERMIT HAS BEEN ISSUED UNDER THE REQUIREMENTS OF VBBL #12511 (2019)****** | Static Security Inc
PP-2023-03471 | 2023-09-29 | 3106 WINDSOR STREET, Vancouver, BC V5T 4B1 | Plumbing Permit | Residential | New | Issued | Residential - 2FD - Install outside sump | Nihal Excavating & Landscaping Ltd
EP-2023-08720 | 2023-10-13 | 3106 WINDSOR STREET, Vancouver, BC V5T 4B1 | Electrical Permit | Residential | New | Issued | Installation / Repair - Residential - ¦ 2FD- 200A ¦ New Duplex Construction *An approved mechanical permit is required for the installation of air conditioning or heat pump unit at the time of installation before an electrical inspection will be performed >BP: To construct a two and a half storey two-family dwelling ($713,542) with a detached accessory building (garage) at the rear providing 2 parking spaces, having vehicular access from the lane. 1. No A/C units proposed 2. No Bar sinks proposed 3. Schedule B: Jason Hui, P .Eng (778.319.3403) Structural & Geotechnical 4. HPO: Residential Builder - PD Moore Homes Inc ******THIS PERMIT HAS BEEN ISSUED UNDER THE REQUIREMENTS OF VBBL #12511 (2019)****** | Prabhjot Singh Battu
PP-2023-03374 | 2023-09-21 | 3106 WINDSOR STREET, Vancouver, BC V5T 4B1 | Plumbing Permit | Residential | New | Issued | Residential - 2FD - WEST - 3106 WINDSOR ST EAST - 1006 E 15TH AV Plumbing fixtures >DB: To construct a two and a half storey two-family dwelling ($713,542) with a detached accessory building (garage) at the rear providing 2 parking spaces, having vehicular access from the lane. 1. No A/C units proposed 2. No Bar sinks proposed ******THIS PERMIT HAS BEEN ISSUED UNDER THE REQUIREMENTS OF VBBL #12511 (2019)****** | Century Twenty One Gas & Heating Co. Ltd
NULL | NULL | 3106 WINDSOR STREET, Vancouver, BC V5T 4B1 | Electrical Permit | Residential | New | Withdrawn | Installation / Repair - Residential | Prabhjot Singh Battu
EP-2023-04400 | 2023-05-23 | 3118 WINDSOR STREET, Vancouver, BC V5T 4B1 | Electrical Permit | Residential | New | Completed | Installation / Repair - Residential - Alarm, TV, Tel, Data rough in and complete. Vacuum rough in only. >BP: To construct a 2.5 storey two-family dwelling ($732,500) with an attached garage providing 1 parking space, having vehicular access from Windsor Street. Note: This is a 2.5 storey building pursuant to the Zoning and Development By-Law. 1. A/C units proposed in the rear yard and front yard 2. No bar sinks proposed 3. Schedule B: Jason Hui, P.Eng (778-319-3403) Structural & Geotechnical 4. BC Housing Residential Builder – Medallion Homes Inc. 5. The entire building to be sprinklered to 2 x NFPA 13D ***This permit is issued under the VBBL 2019, with updated energy requirements as per bylaw # 12997 effective Jan 01, 2022.*** | Summit Digital Systems Ltd
EP-2023-04396 | 2023-05-31 | 3118 WINDSOR STREET, Vancouver, BC V5T 4B1 | Electrical Permit | Residential | New | Completed | Installation / Repair - Residential - New duplex electrical work >BP: To construct a 2.5 storey two-family dwelling ($732,500) with an attached garage providing 1 parking space, having vehicular access from Windsor Street. Note: This is a 2.5 storey building pursuant to the Zoning and Development By-Law. 1. A/C units proposed in the rear yard and front yard 2. No bar sinks proposed 3. Schedule B: Jason Hui, P.Eng (778-319-3403) Structural & Geotechnical 4. BC Housing Residential Builder – Medallion Homes Inc. 5. The entire building to be sprinklered to 2 x NFPA 13D ***This permit is issued under the VBBL 2019, with updated energy requirements as per bylaw # 12997 effective Jan 01, 2022.*** | Advance Electric Solutions Ltd
SP-2023-01066 | 2023-06-19 | 3118 WINDSOR STREET, Vancouver, BC V5T 4B1 | Sprinkler Permit | Residential | New | Completed | Residential - 2FD - FRONT - 3118 WINDSOR ST - #1 BACK - 3118 WINDSOR ST -#2 Install sprinklers in duplex >DB: To construct a 2.5 storey two-family dwelling with an attached garage providing 1 parking space, having vehicular access from Windsor Street. Note: This is a 2.5 storey building pursuant to the Zoning and Development By-Law. 1. A/C units proposed in the rear yard and front yard 2. No bar sinks proposed 5. The entire building to be sprinklered to 2 x NFPA 13D ***This permit is issued under the VBBL 2019, with updated energy requirements as per bylaw # 12997 effective Jan 01, 2022.*** | Gold Key Fire Protection Ltd
MP-2023-01105 | 2023-06-16 | 3118 WINDSOR STREET, Vancouver, BC V5T 4B1 | Mechanical Permit | NULL | NULL | Issued | NULL | Ultimate Choice Air Conditioning & Renovations Ltd
NULL | NULL | 3118 WINDSOR STREET, Vancouver, BC V5T 4B1 | Gas Permit | Residential | New | Draft | Residential - Gas piping for duplex | Plumko Plumbing & Heating Services Ltd
GP-2023-01699 | 2023-05-31 | 3118 WINDSOR STREET, Vancouver, BC V5T 4B1 | Gas Permit | Residential | New | Completed | Residential - 2 Range, 2 Boiler & 2 BBQ >BP: To construct a 2.5 storey two-family dwelling | Plumko Plumbing & Heating Services Ltd
PP-2023-00257 | NULL | 3118 WINDSOR STREET, Vancouver, BC V5T 4B1 | Plumbing Permit | Residential | New | Withdrawn | Residential - 2 more sump pumps, 1 for gravity for rain water leader and 1 for driveway. | Fairway Recycle Group Inc
NULL | NULL | 3118 WINDSOR STREET, Vancouver, BC V5T 4B1 | Mechanical Permit | NULL | NULL | Draft | NULL | Plumko Plumbing & Heating Services Ltd
MP-2023-00535 | 2023-03-30 | 3118 WINDSOR STREET, Vancouver, BC V5T 4B1 | Mechanical Permit | NULL | NULL | Completed | NULL | Plumko Plumbing & Heating Services Ltd
PP-2023-01008 | 2023-03-23 | 3118 WINDSOR STREET, Vancouver, BC V5T 4B1 | Plumbing Permit | Residential | New | Completed | Residential - Plumbing for a new front and back duplex. We will be doing the roughin and finishing >BP: To construct a 2.5 storey two-family dwelling with an attached garage providing 1 parking space, having vehicular access from Windsor Street. Note: This is a 2.5 storey building pursuant to the Zoning and Development By-Law. 1. A/C units proposed in the rear yard and front yard 2. No bar sinks proposed 3. Schedule B: Jason Hui, P.Eng (778-319-3403) Structural & Geotechnical 4. BC Housing Residential Builder – Medallion Homes Inc. 5. The entire building to be sprinklered to 2 x NFPA 13D | Plumko Plumbing & Heating Services Ltd
PP-2023-00185 | 2023-01-18 | 3118 WINDSOR STREET, Vancouver, BC V5T 4B1 | Plumbing Permit | Residential | New | Issued | Residential - Sumps Jan 26/23 - AMEND adding 2 more sump pumps, 1 for gravity for rain water leader and 1 for driveway. | Fairway Recycle Group Inc
EP-2022-09981 | 2022-11-25 | 3118 WINDSOR STREET, Vancouver, BC V5T 4B1 | Electrical Permit | Residential | New | Expired | Temporary Power - Residential - To provide temporary power. | Advance Electric Solutions Ltd
GP-2022-00346 | 2022-02-04 | 3493 WORTHINGTON DRIVE, Vancouver, BC V5M 3Y1 | Gas Permit | Residential | Renovation | Completed | Residential - Relocation of Fortis gas meter. | B & B Heavy Civil Construction Ltd
EP-2023-07504 | 2023-10-10 | 1512 YEW STREET, Vancouver, BC V6K 3E4 | Electrical Permit | Commercial | Addition | Completed | Installation / Repair - Commercial - -Adding new meter and new service panel -200A sub service to existing 600A 3Phase main service for future EV ready -we are adding service to existing load center so that is new, increase -No Additional loads at this point, we need EV ready *A separate electrical permit will be required for any future EV ready work | Rightway Electric Inc
EP-2023-05196 | 2023-06-26 | 1540 YEW STREET, Vancouver, BC V6K 3E4 | Electrical Permit | Residential | Renovation - Dwelling Unit(s) only | Issued | Installation / Repair - Residential - Unit #1 To rewire and replace the existing knob-tube, exposing or unsafe circuits. Some wires have fire hazard and insurance concern. Install smoke detectors. Put new outlets, switches, lamp boxes and fixtures. | Vanpower Electrical Ltd.
MP-2023-00940 | 2023-05-31 | 1555 YEW STREET, Vancouver, BC | Mechanical Permit | NULL | NULL | Completed | NULL | Aerco Industries Ltd
GP-2023-00288 | 2023-01-26 | 1555 YEW STREET, Vancouver, BC | Gas Permit | Commercial | Renovation | Completed | Commercial - Move oven >Interior alterations to provide improvements for this existing Retail Limited Food tenant in this existing mixed use building on this site. Scope of work: relocate interior walls, millwork, plumbing and finishes throughout. E2 - Lighting - Upgrade to Local Control (per 9.4.1.1.(a) of ASHRAE 90.1-2016) OK for field review as per Rosa Astorino - November 23, 2021 | 0788459 BC Ltd
EP-2023-00545 | 2023-01-25 | 1555 YEW STREET, Vancouver, BC | Electrical Permit | Commercial | Tenant Improvement | Completed | Installation / Repair - Commercial - restaurant renovation NO MECHANICAL PERMIT AT THIS TIME -the lighting document indicates the lighting work that we are doing we are relocating existing kitchen equipment as well - there are roughly 14 receptacles and 3 pieces of equipment to connect there is no fire alarm work - we are replacing exit sign and em light panel is existing *An approved mechanical permit is required for the installation of air conditioning or heat pump unit at the time of installation before an electrical inspection will be performed >BP: Interior alterations to provide improvements for this existing Retail Limited Food tenant in this existing mixed use building on this site. Scope of work: relocate interior walls, millwork, plumbing and finishes throughout. E2 - Lighting - Upgrade to Local Control (per 9.4.1.1.(a) of ASHRAE 90.1-2016) *Amend Jun 05, 2023 -"Provide power to HVAC unit" | Ampac Electric Ltd
PP-2023-00260 | 2023-01-25 | 1555 YEW STREET, Vancouver, BC | Plumbing Permit | Commercial | Tenant Improvement | Completed | Commercial - • To provide piping for new location of espresso maker • To re and re back counter sinks • We have made provisions for sink and backflow preventers • Rough in for ice maker and dishwasher • We have included for any Mop sink and installations • Condensate piping for new condensing unit • To provide gas to temp location and final location > Interior alterations to provide improvements for this existing Retail Limited Food tenant in this existing mixed use building on this site. Scope of work: relocate interior walls, millwork, plumbing and finishes throughout. E2 - Lighting - Upgrade to Local Control (per 9.4.1.1.(a) of ASHRAE 90.1-2016) OK for field review as per Rosa Astorino - November 23, 2021 >>>>>Amend: March 6, 2023 Please add 3 backflow devices: 2 RPBA & 1 DCVA | Ange's Plumbing Ltd
SP-2021-01668 | 2023-03-08 | 1833 YEW STREET, Vancouver, BC V6K 3G1 | Sprinkler Permit | Commercial | Addition | Completed | Commercial - Converting existing house to multi family residential To install sprinklers to NFPA 13 2013 (per AL-2022-00119, AL-2022-00125) throughout this multiple conversion dwelling (Building 1) containing four dwelling units of combustible construction on this site. Upgrade level is F4, S4, N4, A4, E6 (REUP per Brady F.). | CENTRE LINE FIRE SPRINKLERS LTD
PP-2022-01057 | 2022-04-12 | 1833 YEW STREET, Vancouver, BC V6K 3G1 | Plumbing Permit | Commercial | Renovation | Completed | Commercial - MCD - Plumbing for fourplex Interior and exterior alterations to alter and convert this existing character one-family dwelling to a multiple conversion dwelling (Building 1) containing four dwelling units of combustible construction on this site. Upgrade level is F4, S4, N4, A4, E6 (REUP per Brady F.). | Christopher Alvarez Brown
EP-2022-03779 | 2022-05-18 | 1833 YEW STREET, Vancouver, BC V6K 3G1 | Electrical Permit | Commercial | Addition | Completed | Installation / Repair - Commercial - Renovate to update old heritage 4 plex to new. Units fed from adjacent buildings meter Center. Fire alarm, Shaw and Telus also fed from adjacent building. >BP: Interior and exterior alterations to alter and convert this existing character one-family dwelling to a multiple conversion dwelling (Building 1) containing four dwelling units of combustible construction on this site. Upgrade level is F4, S4, N4, A4, E6 (REUP per Brady F.). VBBL2019 - Reviewed during 20/21 Pandemic. NFPA 13. | Lehmor Electrical Contractors Ltd
GP-2022-03095 | 2022-10-27 | 1833 YEW STREET, Vancouver, BC V6K 3G1 | Gas Permit | Residential | Renovation | Completed | Residential - Four on-demand water heaters in fourplex -Each has their own meter >BP: Interior and exterior alterations to alter and convert this existing character one-family dwelling to a multiple conversion dwelling (Building 1) containing four dwelling units of combustible construction on this site. Upgrade level is F4, S4, N4, A4, E6 (REUP per Brady F.). VBBL2019 - Reviewed during 20/21 Pandemic. NFPA 13. | Christopher Alvarez Brown
EP-2022-04099 | 2022-05-18 | 1875 YEW STREET, Vancouver, BC | Electrical Permit | Commercial | Renovation - Dwelling Unit(s) only | Completed | Installation / Repair - Commercial - Terminate feeder cables on already installed meter Center. - See permit for 1833 Yew st (EP-2022-03779) >BP: Interior and exterior alterations to alter and convert this existing character one-family dwelling to a multiple conversion dwelling (Building 1) containing four dwelling units of combustible construction on this site. Upgrade level is F4, S4, N4, A4, E6 (REUP per Brady F.). VBBL2019 - Reviewed during 20/21 Pandemic. NFPA 13. Amend: Mar 16, 2023 to add Grounding/Bonding - need Service Inspection | Lehmor Electrical Contractors Ltd
GP-2022-03572 | 2022-11-15 | 3315 WINDSOR STREET, Vancouver, BC V5V 4N1 | Gas Permit | Residential | Renovation | Completed | Residential - furnace re&re | Ferenc Nagy
EP-2022-10794 | 2023-01-05 | 3538 WINDSOR STREET, Vancouver, BC | Electrical Permit | Commercial | Renovation | Completed | Installation / Repair - Commercial - EMERGENCY Replacement of internal fire alarm panel components only. Note: For the purpose of Bulletin 2018-004-BU/EL, all modified or replaced components must be compatible with the existing fire alarm system (FAS), and these components must be installed in conformance with the CAN/ULC-S524. Upon completion of the installation, the FAS must be verified according to Bulletin 2020-006-BU/EL. | Fina Electrical Systems Ltd
MP-2023-00002 | 2023-01-11 | 3709 WINDSOR STREET, Vancouver, BC V5V 4N6 | Mechanical Permit | NULL | NULL | Completed | NULL | Truth Plumbing & HVAC Ltd
EP-2023-00893 | 2023-02-03 | 3709 WINDSOR STREET, Vancouver, BC V5V 4N6 | Electrical Permit | Residential | Renovation | Completed | Installation / Repair - Residential - Complete rewiring of house main floor: Kitchen; counter receptacles, appliance receptacles, lights Bedrooms, living room, bathroom; installing receptacles and light fixtures Installing subpanel for main floor >BP: Interior alterations to provide improvements to this existing one family dwelling building on this site. Scope of work includes interior layout changes on the main floor, washroom upgrades and new exterior doors. Structural Schedule B - Andrew Vizer - 604-221-8411 Ok for Field Review as per Kirat Kang - June 29, 2022 | Ciprian Romeo Barbu
EP-2023-01337 | 2023-03-03 | 3709 WINDSOR STREET, Vancouver, BC V5V 4N6 | Electrical Permit | Residential | Renovation | Completed | Installation / Repair - Residential - Wiring of Mini Split 10.3kw *MP-2023-00002 >BP: Interior alterations to provide improvements to this existing one family dwelling building on this site. Scope of work includes interior layout changes on the main floor, washroom upgrades and new exterior doors. Structural Schedule B - Andrew Vizer - 604-221-8411 Ok for Field Review as per Kirat Kang - June 29, 2022 | Elysium Electric Ltd
PP-2023-00596 | 2023-02-21 | 3709 WINDSOR STREET, Vancouver, BC V5V 4N6 | Plumbing Permit | Residential | New | Completed | Residential - A bathroom and kitchen, renovation, new sink, new toilet, three piece bathroom group, shower, fridge, water line >BP: Interior alterations to provide improvements to this existing one family dwelling building on this site. Scope of work includes interior layout changes on the main floor, washroom upgrades and new exterior doors. | Truth Plumbing & HVAC Ltd
GP-2023-01677 | 2023-05-30 | 3709 WINDSOR STREET, Vancouver, BC V5V 4N6 | Gas Permit | Residential | New | Completed | Residential - 1 Hot Water Tank >BP: Interior alterations to provide improvements to this existing one family dwelling building on this site. | Truth Plumbing & HVAC Ltd
PP-2023-04397 | 2023-12-19 | 3709 WINDSOR STREET, Vancouver, BC V5V 4N6 | Plumbing Permit | Residential | Renovation | Completed | Residential - finishing of fixtures >BP: Interior alterations to provide improvements to this existing one family dwelling building on this site. Scope of work includes interior layout changes on the main floor, washroom upgrades and new exterior doors. | Goldstein Plumbing & Gas
MP-2022-00031 | 2022-07-18 | 3730 WINDSOR STREET, Vancouver, BC V5V 4N7 | Mechanical Permit | NULL | NULL | Completed | NULL | Moore And Russell Heating And Air Conditioning Ltd
EP-2022-06047 | 2022-07-25 | 3730 WINDSOR STREET, Vancouver, BC V5V 4N7 | Electrical Permit | Residential | Tenant Improvement | Completed | Installation / Repair - Residential - Electrical install of AC No change to existing service BP not required. MP-2022-00031 | Moore And Russell Heating And Air Conditioning Ltd
GP-2022-02268 | 2022-08-02 | 4131 WINDSOR STREET, Vancouver, BC V5V 4P2 | Gas Permit | Residential | Tenant Improvement | Completed | Residential - Re Re Furnace | Moore & Russell Heating Ltd
GP-2023-03773 | 2023-11-29 | 4136 WINDSOR STREET, Vancouver, BC V5V 4P3 | Gas Permit | Residential | Tenant Improvement | Completed | Residential - RE&RE Boiler | Moore & Russell Heating Ltd
NULL | NULL | 2209 YORK AVENUE, Vancouver, BC V6K 1C5 | Plumbing Permit | Commercial | Renovation - Dwelling Unit(s) only | Draft | Commercial - addition of 3 new hair salon washing stations, new sink in back room, new washing machine, new sink/ vanity down beside washing machine, re and re existing bathrooms | West Coast Watershield Inc
PP-2023-02348 | 2023-06-30 | 2209 YORK AVENUE, Vancouver, BC V6K 1C5 | Plumbing Permit | Commercial | Renovation | Completed | Commercial - Installation of 3 new hair washing sinks for hair salon. Including drainage and water lines. Re and re bathrooms no change in location of water lines and drainage. >BP: Interior alterations to change the use from a Tattoo Shop to a Hair Salon. Scope of work includes: 1) Remove existing wash sinks, t bar ceiling and bathroom tile. 2) Re frame non load bearing wall by approximately 12" to be flush with adjacent wall. 3) Remove 12" extension on sprinkler heads to recess closer to new ceiling height. 4) Install 3 new wash stations and 1 sink in mixing room. 5) Install new flooring, baseboard, and paint throughout. 6) Install new cabinetry in mixing room. 7) Install new tile in bathroom. 8) Install wall hung mirrors and decor throughout. 9) Install new plumbing fixtures. 10) Install new track pendant lighting. E2- All new lighting fixtures to be LED, upgrade Kitchenette fridge to Energuide/ energy star unit | Brandon Scoular o/a Scoular Plumbing and Heating
SP-2023-01174 | 2023-06-29 | 2209 YORK AVENUE, Vancouver, BC V6K 1C5 | Sprinkler Permit | Commercial | Renovation | Completed | Commercial - Replace all heads within the unit and raise them up to ceiling height in place without relocating horizontally. >BP: Interior alterations to change the use from a Tattoo Shop to a Hair Salon. Scope of work includes: 1) Remove existing wash sinks, t bar ceiling and bathroom tile. 2) Re frame non load bearing wall by approximately 12" to be flush with adjacent wall. 3) Remove 12" extension on sprinkler heads to recess closer to new ceiling height. 4) Install 3 new wash stations and 1 sink in mixing room. 5) Install new flooring, baseboard, and paint throughout. 6) Install new cabinetry in mixing room. 7) Install new tile in bathroom. 8) Install wall hung mirrors and decor throughout. 9) Install new plumbing fixtures. 10) Install new track pendant lighting. *****This application does not include any of the following: 1. Not more than 20 sprinklers (add, relocate, or remove), 2. hydraulic calculations, 3. change in occupancy and /or hazard classification, 4. warehouse storage arrangements, 5. mobile compact storage arrangements, 6. alternative solutions, 7. changes to the sprinkler system supply piping (e.g. valves, mains, cross-mains, branch-lines, etc.), or 8. flexible sprinkler pipe. | Cobing Building Solutions Ltd
EP-2023-06327 | 2023-07-21 | 2209 YORK AVENUE, Vancouver, BC V6K 1C5 | Electrical Permit | Commercial | Tenant Improvement | Completed | Installation / Repair - Commercial - Lighting upgrade Relocation of receptacles and addition of receptacle Adding dryer plugs >BP: Interior alterations to change the use from a Tattoo Shop to a Hair Salon. Scope of work includes: 1) Remove existing wash sinks, t bar ceiling and bathroom tile. 2) Re frame non load bearing wall by approximately 12" to be flush with adjacent wall. 3) Remove 12" extension on sprinkler heads to recess closer to new ceiling height. 4) Install 3 new wash stations and 1 sink in mixing room. 5) Install new flooring, baseboard, and paint throughout. 6) Install new cabinetry in mixing room. 7) Install new tile in bathroom. 8) Install wall hung mirrors and decor throughout. 9) Install new plumbing fixtures. 10) Install new track pendant lighting. E2- All new lighting fixtures to be LED, upgrade Kitchenette fridge to Energuide/ energy star unit | 1283869 BC Ltd
GP-2022-03810 | 2022-12-01 | 3035 YUKON STREET, Vancouver, BC V5Y 3R4 | Gas Permit | Residential | Addition | Completed | Residential - TO INSTALL 1 FURNACE AND 1 TANKLESS WATER HEATER | BC Care Heating Services Ltd
EP-2023-11131 | 2023-12-12 | 6474 WINDSOR STREET, Vancouver, BC V5W 3J5 | Electrical Permit | Residential | New | Issued | Temporary Power - Residential - To provide temporary power. | Zheng Electric Inc
GP-2023-00593 | 2023-02-17 | 7735 WINDSOR STREET, Vancouver, BC V5X 4A6 | Gas Permit | Residential | New | Completed | Residential - Furnace Installation | Pro Ace Heating & Air Conditioning Services Ltd
MP-2022-00752 | 2022-12-30 | 4908 WALDEN STREET, Vancouver, BC V5W 2V7 | Mechanical Permit | NULL | NULL | Completed | NULL | Thomson Industries Ltd
GP-2022-04166 | 2022-12-30 | 4908 WALDEN STREET, Vancouver, BC V5W 2V7 | Gas Permit | Residential | Renovation | Completed | Residential - re re tankless water heater | Thomson Industries Ltd
NULL | NULL | 4908 WALDEN STREET, Vancouver, BC V5W 2V7 | Electrical Permit | Residential | Renovation | Withdrawn | Installation / Repair - Residential - Dedicated circuit for heat pump and heat strip. | Pacific Star Electric Inc
EP-2023-00495 | 2023-01-23 | 4908 WALDEN STREET, Vancouver, BC V5W 2V7 | Electrical Permit | Residential | Renovation | Completed | Installation / Repair - Residential - Dedicated circuit for heat pump and heat strip MP-2022-00752 | Pacific Star Electric Inc
EP-2022-07502 | 2022-09-09 | 4908 WALDEN STREET, Vancouver, BC V5W 2V7 | Electrical Permit | Residential | Renovation | Completed | Installation / Repair - Residential - 200A Service Upgrade ( Mast-Kit | Kato Electrical Inc
EP-2023-10352 | 2023-11-16 | 4930 WALDEN STREET, Vancouver, BC V5W 2V7 | Electrical Permit | Residential | Addition | Issued | Installation / Repair - Residential - Wiring new detached garage - plugs - lights- future pipe >BP: To construct a detached 22'-1 3/4" by 23'-0" accessory building, two-car garage ($125,000) at the rear of this existing one Single Detached House to provide two parking spaces having vehicular access from the rear lane on this existing inside with lane site. OK for SIPS per Jamie Z., July 05, 2023 Notes: - Not permitted to convert to the laneway house - Garage to be insulated, but not to be heated space - Finish grade from altered grade to the existing property elevation to be sloped - Schedule B (Struc. & Geotech.), Thomas Antonius van Wermeskerken, P.Eng., 604-728-5657. (Skerks Consulting Inc) - Drainage system to be tied to the drain tiles of the existing house. (Drainage to the satisfaction of the DBI) | Keith Mason
EP-2022-01332 | 2022-02-28 | 21 WATER STREET, Vancouver, BC | Electrical Permit | Commercial | Tenant Improvement | Completed | Installation / Repair - Commercial - reconnection of duct heater -for HVAC system - just replacing existing new duct heater in exact same spot and exact same specs | Bisco Electrical Contracting Ltd.
EP-2022-03186 | 2022-04-21 | 21 WATER STREET, Vancouver, BC | Electrical Permit | Commercial | Tenant Improvement | Completed | Installation / Repair - Commercial - RE & RE of outside condenser unit. Retrofit - Like for like exact appliance replacement. Service remained the same, breaker & electrical feed confirmed to be originally sized properly. | Haakon Industries (Canada) Ltd.
EP-2022-02491 | 2022-03-28 | 21 WATER STREET, Vancouver, BC | Electrical Permit | Commercial | NULL | Expired | Annual / Operating - Annual Operating Permit Renewal of EP-2021-02392 VALID: MAR 21/22 TO MAR 20/23 | Centre Electric Ltd
EP-2023-02725 | 2023-03-29 | 21 WATER STREET, Vancouver, BC | Electrical Permit | Commercial | NULL | Issued | Annual / Operating - Maintenance of existing operating electrical equipment. | Sasco Contractors Ltd
EP-2023-11373 | NULL | 33 WATER STREET, Vancouver, BC V6B 1R4 | Electrical Permit | Commercial | Tenant Improvement | Applicant Revisions | Installation / Repair - Commercial - Install new 125 amp 3 phase 208 volt 4 wire EVSE distribution panel. Installation of 5 32 amp Lite-On 32, networked level 2 EV Charger. Installation of the networking system for Sky, Shell Recharge Communications. A total of 33280 Watts installed on the distribution. | Power Pros Electrical Ltd
PP-2023-01364 | 2023-04-19 | 55 WATER STREET, Vancouver, BC | Plumbing Permit | Commercial | Renovation | Completed | Commercial - Install 2 hair-wash sinks for the hair salon Install approximately 30ft long of water piping and drain piping >BP: #412 - 55 Water Street Interior alterations to provide improvements for a new beauty salon tenant in this existing live/work unit of this existing municipally designated heritage mixed-use building on the site. | DENTE MECHANICAL
EP-2022-00397 | 2022-01-21 | 102 WATER STREET, Vancouver, BC V6B 1B2 | Electrical Permit | Commercial | Renovation | Issued | Installation / Repair - Commercial - Installation of new 347/600 volt underground service with transformers to re-connect existing services. This work is part of BC Hydro “H” frame elimination project in Gastown area. Energy Upgrade exempted: H-Frame Removal Project | Advanco Electric Ltd
PP-2024-00055 | 2024-01-09 | 110 WATER STREET, Vancouver, BC V6B 1B2 | Plumbing Permit | Commercial | Tenant Improvement | Issued | Commercial - Plumbing installation for comedy club >BP: Building Permit for DP-2023-00033 Change of Major Occupancy Interior and exterior alternations and Change of Major Occupancy to from Retail with ancillary Theatre (Major Occupancy classification E) to Comedy club (Major Occupancy classification A2) in the 1st and 2nd storey in this existing mixed-use Municipally Designated Heritage "C", SRO/commercial building. Scope of work includes new partitions, lighting, mechanical, plumbing, HVAC, additional washrooms to suit increased occupant load. | True Blue Plumbing Limited
EP-2024-00436 | 2024-01-19 | 110 WATER STREET, Vancouver, BC V6B 1B2 | Electrical Permit | Commercial | Tenant Improvement | Issued | Installation / Repair - Commercial - Install power, data, lighting, lighting control, exit sign, emergency light | Blueline Electrical Services Ltd
EP-2024-00528 | 2024-01-30 | 110 WATER STREET, Vancouver, BC V6B 1B2 | Electrical Permit | Commercial | Addition | Issued | Installation / Repair - Commercial - Install one new fire alarm horn in lower floor corridor - feed via ac/90. Verification by community fire prevention. Please see attached. Reference TE 1.1 corridor device. >BP: Building Permit for DP-2023-00033 Change of Major Occupancy Interior and exterior alternations and Change of Major Occupancy to from Retail with ancillary Theatre (Major Occupancy classification E) to Comedy club (Major Occupancy classification A2) in the 1st and 2nd storey in this existing mixed-use Municipally Designated Heritage "C", SRO/commercial building. Scope of work includes new partitions, lighting, mechanical, plumbing, HVAC, additional washrooms to suit increased occupant load. This project is considered a minor renovation and change of major occupancy. Upgrade mechanism triggers F2, S3, N3 and A3 apply to this project Schedule A, Schedule B (Architectural) Mohammed Saeed Jhatam, P.Eng Schedule B (Architectural - Building Envelope), Schedule D, Jason Hui, P.Eng. Schedule B (Structural) Yit F Ting, P.Eng. Schedule B (Mechanical) Brent Frayne, P.Eng. and Schedule B (Electrical) Ian Grannary, P.Eng. provided for this project. Building Review Branch Notes: 1. This permit has been reviewed under the requirements of the VBBL #12511 (2019) 2. Separate sign permit required for new sign. | Wireway Electric Ltd
EP-2023-05544 | 2023-06-22 | 111 WATER STREET, Vancouver, BC | Electrical Permit | Commercial | Tenant Improvement | Completed | Installation / Repair - Commercial - Install / add receptacles 120v for work space. >BP: #305 - 3rd floor Interior alterations to demise office unit #305 into two office units to be #301 and #305 in this existing commercial building on this site. Scope of work: remove demising wall (WWOP) and to construct a new demising wall. Electrical work to suit. | BC Smart Homes Ltd
EP-2022-00395 | 2022-01-21 | 122 WATER STREET, Vancouver, BC V6B 1B2 | Electrical Permit | Commercial | Renovation | Issued | Installation / Repair - Commercial - Installation of new 347/600 volt underground service with transformers to re-connect existing services. This work is part of BC Hydro “H” frame elimination project in Gastown area. Energy Upgrade exempted: H-Frame Removal Project >BP: Interior alterations in the basement area of this existing SRA with a Retail on the ground floor, Municipally Designated Heritage M Building to add chain link fence to house the new electrical equipment in existing storage room for the BC Hydro "H" frame elimination project. Energy Upgrade exempted: H-Frame Removal Project | Advanco Electric Ltd
GP-2023-00844 | NULL | 122 WATER STREET, Vancouver, BC V6B 1B2 | Gas Permit | Commercial | Tenant Improvement | Cancelled | Commercial - Re and re of 3 gas dryers | Spears Sales & Service Ltd
GP-2023-00804 | 2023-03-07 | 5572 WALES STREET, Vancouver, BC V5R 3M8 | Gas Permit | Residential | Renovation | Completed | Residential - replacing boiler | Avion Mechanical Ltd
EP-2023-01708 | 2023-03-01 | 5592 WALES STREET, Vancouver, BC V5R 3M8 | Electrical Permit | Residential | New | Completed | Installation / Repair - Residential - security,intercom,camera,tel,tv,data ,vacuum roughin & completion >BP: To construct a three-storey two-family dwelling with two secondary suites (Building 1) at the front of the site and to construct a two-storey one-family dwelling with attached two-car garage (Building 2) and one surface parking space at the rear of the site with vehicular access from the lane. - See BP-2021-02611 for the 2nd principal building. ******THIS PERMIT HAS BEEN ISSUED UNDER THE REQUIREMENTS OF VBBL 2019 AND REVIEWED DURING THE COVID-19 PANDEMIC CRISIS. ******** Building Review Branch Notes: - Sch. A, Arch. B, Struct. B & Geo. B are submitted. - Entire building is to be sprinklered to NFPA 13D requirements. - Each dwelling unit has its own direct and separate entrance. - All new windows, doors, and skylights shall conform to AAMA/WDMA/CSA101/I.S.2/A440, NAFS. Building 1 (West) #1-5592 Wales St - One Family Dwelling (west portion of 1st & 2nd floor)(primary) #2-5592 Wales St - Secondary Suite (west portion of basement) #1-2705 E 40th Av - One Family Dwelling (east portion of 1st & 2nd floor) #2-2705 E 40th Av - Secondary Suite (east portion of basement) | Repel Security Systems Ltd
GP-2023-00504 | 2023-02-10 | 5592 WALES STREET, Vancouver, BC V5R 3M8 | Gas Permit | Residential | New | Completed | Residential - This is a new duplex house with 6 fixtures 2 Range, 2 Boiler & 2 BBQ >BP: To construct a three-storey two-family dwelling with two secondary suites (Building 1) at the front of the site and to construct a two-storey one-family dwelling with attached two-car garage (Building 2) and one surface parking space at the rear of the site with vehicular access from the lane. | AKAL Plumbing & Heating Ltd
EP-2023-06338 | 2023-07-21 | 5592 WALES STREET, Vancouver, BC V5R 3M8 | Electrical Permit | Residential | New | Completed | Installation / Repair - Residential - Underground conduit done for main run installed without permit CF-2023-005525 Amend: July 24th, 2023 apply WWOP | Repel Security Systems Ltd
SP-2022-01396 | 2022-08-30 | 5592 WALES STREET, Vancouver, BC V5R 3M8 | Sprinkler Permit | Residential | New | Completed | Residential - 2FD+2SS - 5592 WALES ST - #1 & #2 2705 E 40TH AV - #1 & #2 Install sprinklers in Duplex >DB: To construct a three-storey two-family dwelling with two secondary suites (Building 1) at the front of the site and to construct a two-storey one-family dwelling with attached two-car garage (Building 2) and one surface parking space at the rear of the site with vehicular access from the lane. | Gold Key Fire Protection Ltd
NULL | NULL | 5592 WALES STREET, Vancouver, BC V5R 3M8 | Sprinkler Permit | Residential | New | Draft | Residential - Install sprinklers in Duplex | Gold Key Fire Protection Ltd
EP-2022-08154 | 2023-01-25 | 5592 WALES STREET, Vancouver, BC V5R 3M8 | Electrical Permit | Residential | New | Completed | Installation / Repair - Residential - Building 1 - all electrical work as per drawings. >BP: To construct a three-storey two-family dwelling with two secondary suites (Building 1) at the front of the site and to construct a two-storey one-family dwelling with attached two-car garage (Building 2) and one surface parking space at the rear of the site with vehicular access from the lane. - See BP-2021-02611 for the 2nd principal building. ******THIS PERMIT HAS BEEN ISSUED UNDER THE REQUIREMENTS OF VBBL 2019 AND REVIEWED DURING THE COVID-19 PANDEMIC CRISIS. ******** Building Review Branch Notes: - Sch. A, Arch. B, Struct. B & Geo. B are submitted. - Entire building is to be sprinklered to NFPA 13D requirements. - Each dwelling unit has its own direct and separate entrance. - All new windows, doors, and skylights shall conform to AAMA/WDMA/CSA101/I.S.2/A440, NAFS. | N & M Electric Ltd
PP-2022-02685 | 2022-08-03 | 5592 WALES STREET, Vancouver, BC V5R 3M8 | Plumbing Permit | Residential | New | Completed | Residential - Sump | ON TIME EXCAVATING & DEMOLITION LTD
PP-2022-02348 | 2022-07-06 | 5592 WALES STREET, Vancouver, BC V5R 3M8 | Plumbing Permit | Residential | New | Completed | Residential - Duplex home plumbing complete.. To construct a three-storey two-family dwelling with two secondary suites (Building 1) at the front of the site and to construct a two-storey one-family dwelling with attached two-car garage (Building 2) and one surface parking space at the rear of the site with vehicular access from the lane. | AKAL Plumbing & Heating Ltd
MP-2023-00027 | 2023-01-05 | 5592 WALES STREET, Vancouver, BC V5R 3M8 | Mechanical Permit | NULL | NULL | Completed | NULL | AKAL Plumbing & Heating Ltd
EP-2022-03242 | 2022-05-04 | 128 W PENDER STREET, Vancouver, BC V6B 1R8 | Electrical Permit | Commercial | Tenant Improvement | Completed | Installation / Repair - Commercial - Add a Couple Receptacles and splitting some Office lights for a Small office Tenant Improvement. (Make 4 Offices out of 2) >BP: Interior alterations to provide tenant improvements to this office unit on the 10th floor (#1300) in this existing commercial building on this site. Scope of work: construct partition walls, doors, finishes E2 - Lighting - Upgrade to Local Control (per 9.4.1.1.(a) of ASHARE 90.1.2016) TENANT: Lidstone & Company Law Corp OK for field review per R. Astorino, Sept. 16, 2021 Building Sprinklered – Building inspector to determine on site if a separate sprinkler permit is required. | Richard Meyer Electrical Services Ltd
EP-2022-03806 | 2022-05-10 | 128 W PENDER STREET, Vancouver, BC V6B 1R8 | Electrical Permit | Commercial | Renovation | Completed | Installation / Repair - Commercial - install LED strip fixtures in place of incandescent and fluorescent fixtures. | Richard J Piendl
EP-2022-05111 | 2022-06-20 | 128 W PENDER STREET, Vancouver, BC V6B 1R8 | Electrical Permit | Commercial | Renovation | Completed | Installation / Repair - Commercial - Relocate existing 600V -120/208V 75KVA transformer on outdoor roof top to knew location on roof top 20ft away. -No Service inspection. The transformer feeds an existing Panel on the 9th Floor to remain. No change in equipment. Transformer is being relocated to accommodate new layout. >BP: To alter the exterior of this Municipally Designated Heritage " A " building as per conditions noted below: “1) rehabilitate the existing exterior fire egress staircase from the 9th floor podium to the 18th floor gable dormers of the dome, to include: replacement with new to match existing configuration, structural and seismic upgrading, and life safety upgrades in the form of new 42” high landing guardrails. The alterations described under item no. 1 above, authorized by the Development Permit Number DB-2022-00777, including conditions and plans forming part thereof, are approved under the Heritage By-law and this Development Permit also constitutes a Heritage Alteration Permit.” Project Description: Exterior alterations to replace the existing fire escape with a new fire escape (to match existing) for this existing commercial building on this site. Okay for field review for fire escape work as per Adrian Cashato, January 06, 2020 Letter of assurance provided: Schedule D: Bria Boomars Schedule A & B (Architectural): Barry McGinn, 604-473-9866 Schedule B (Structural): Philip Espezel, P.Eng, Struc. Eng., 604-734-8822 | Sasco Contractors Ltd
EP-2022-07863 | 2022-09-20 | 128 W PENDER STREET, Vancouver, BC V6B 1R8 | Electrical Permit | Commercial | New | Expired | Temporary Power - Commercial - To provide temporary power. | 0777792 BC Ltd
EP-2023-05739 | 2023-06-27 | 128 W PENDER STREET, Vancouver, BC V6B 1R8 | Electrical Permit | Commercial | Renovation | Completed | Installation / Repair - Commercial - Replacing existing lights with new LED Adding receptacles >BP: #301 - 3rd Floor Interior alterations to provide tenant improvements to an existing general office on the 3rd floor (#301) in this existing Municipally Designated Heritage 'A" commercial building. Scope of work: remove partition walls to create open work area, remove an office space for a bigger boardroom, remove and relocate doors, new kitchen cabinet, electrical, plumbing and sprinkler work. REVISION #1 to provide an additional four (4) new Office Rooms in the Open Work Area, to remove two (2) Office Rooms and increase the project value from $80.000.00 to $105,000.00. June 5, 2023 mlh | CJR Electrical & Consulting Ltd
NULL | NULL | 128 W PENDER STREET, Vancouver, BC V6B 1R8 | Mechanical Permit | NULL | NULL | Draft | NULL | Kolostat Inc
EP-2023-04088 | 2023-05-10 | 128 W PENDER STREET, Vancouver, BC V6B 1R8 | Electrical Permit | Commercial | Tenant Improvement | Completed | Installation / Repair - Commercial - Tenant improvement. Changing light fixtures changing location of receptacles and of data points. >BP: Interior alterations to provide tenant improvements to existing general office on the 4th floor (#403) in this existing Municipally Designated Heritage 'A" commercial building. Scope of work: Remove all walls, glass, doors and frames. Construct new partitions for offices and boardroom, electrical, plumbing and sprinkler work. Building Sprinklered – Separate sprinkler permit required for proposed sprinkler work. Energy checklist is currently no longer required with your Building Permit (BP) application. Some supporting documents are still required at BP stage, specifically Envelope and HVAC, if applicable. Service Water Heating and Lighting supporting documents, if applicable, must be submitted with your related trades permits (e.g. electrical and plumbing). | CJR Electrical & Consulting Ltd
SP-2023-00257 | 2023-02-13 | 128 W PENDER STREET, Vancouver, BC V6B 1R8 | Sprinkler Permit | Commercial | Tenant Improvement | Completed | Commercial - UNIT #401 - 4TH FLOOR - Add and relocate sprinkler heads for tenant improvement. >#401 - 4th Floor Interior alterations on the 4th floor for a new office tenant to expand unit #401 into a portion of #403 and provide tenant improvements in this existing Vancouver Heritage Register 'A' Hall commercial building. Scope of work: Remove a demising wall between #401 & #403 and construct a new demising wall to increase the size of #401. Construct new partition walls for new offices/boardroom, new door, millwork, new finishes, electrical, plumbing and sprinkler work. *****This application does not include any of the following: 1. Not more than 20 sprinklers (add, relocate, or remove), 2. hydraulic calculations, 3. change in occupancy and /or hazard classification, 4. warehouse storage arrangements, 5. mobile compact storage arrangements, 6. alternative solutions, 7. changes to the sprinkler system supply piping (e.g. valves, mains, cross-mains, branch-lines, etc.), or 8. flexible sprinkler pipe. | Priority Fire Systems Ltd
EP-2023-01275 | 2023-02-15 | 128 W PENDER STREET, Vancouver, BC V6B 1R8 | Electrical Permit | Commercial | Tenant Improvement | Completed | Installation / Repair - Commercial - Data roughin and finishing -Only data prewire and finishing will be completed. >BP: Interior alterations on the 4th floor for a new office tenant to expand unit #401 into a portion of #403 and provide tenant improvements in this existing Vancouver Heritage Register 'A' Hall commercial building. Scope of work: Remove a demising wall between #401 & #403 and construct a new demising wall to increase the size of #401. Construct new partition walls for new offices/boardroom, new door, millwork, new finishes, electrical, plumbing and sprinkler work. TENANT: Urban Arts Architecture Inc Schedule A & Schedule B Architectural submitted by Ouri Scott, Architect AIBC, 604.683.5060 Building Sprinklered – Separate sprinkler permit required for proposed sprinkler work. E2 - Lighting - Upgrade to Local Control (per 9.4.1.1.(a) of ASHRAE 90.1-2016) Energy checklist is currently no longer required with your Building Permit (BP) application. Some supporting documents are still required at BP stage, specifically Envelope and HVAC, if applicable. Service Water Heating and Lighting supporting documents, if applicable, must be submitted with your related trades permits (e.g. electrical and plumbing). All energy upgrades will be checked during inspections stage. It is the applicant’s responsibility to identify and note all required upgrades including energy upgrades on their BP drawings at BP stage. | Venture One Services Inc
EP-2023-01272 | 2023-02-16 | 128 W PENDER STREET, Vancouver, BC V6B 1R8 | Electrical Permit | Commercial | Tenant Improvement | Completed | Installation / Repair - Commercial - Tenant improvement - office -Relocating existing light fixtures and switches, replacing a few existing fixtures with new LED's, deleting outlets where walls were removed and adding new outlets where needed. >BP: Interior alterations on the 4th floor for a new office tenant to expand unit #401 into a portion of #403 and provide tenant improvements in this existing Vancouver Heritage Register 'A' Hall commercial building. Scope of work: Remove a demising wall between #401 & #403 and construct a new demising wall to increase the size of #401. Construct new partition walls for new offices/boardroom, new door, millwork, new finishes, electrical, plumbing and sprinkler work. TENANT: Urban Arts Architecture Inc Schedule A & Schedule B Architectural submitted by Ouri Scott, Architect AIBC, 604.683.5060 Building Sprinklered – Separate sprinkler permit required for proposed sprinkler work. E2 - Lighting - Upgrade to Local Control (per 9.4.1.1.(a) of ASHRAE 90.1-2016) Energy checklist is currently no longer required with your Building Permit (BP) application. Some supporting documents are still required at BP stage, specifically Envelope and HVAC, if applicable. Service Water Heating and Lighting supporting documents, if applicable, must be submitted with your related trades permits (e.g. electrical and plumbing). All energy upgrades will be checked during inspections stage. It is the applicant’s responsibility to identify and note all required upgrades including energy upgrades on their BP drawings at BP stage. | Quality Guaranteed Services Inc
SP-2023-00578 | 2023-04-04 | 128 W PENDER STREET, Vancouver, BC V6B 1R8 | Sprinkler Permit | Commercial | Tenant Improvement | Completed | Commercial - UNIT #403 - 4TH FLOOR - Add and relocate sprinkler heads for tenant improvement. #403 - 4th Floor Interior alterations to provide tenant improvements to existing general office on the 4th floor (#403) in this existing Municipally Designated Heritage 'A" commercial building. Scope of work: Remove all walls, glass, doors and frames. Construct new partitions for offices and boardroom, electrical, plumbing and sprinkler work. Building Sprinklered – Separate sprinkler permit required for proposed sprinkler work. *****This application does not include any of the following: 1. Not more than 20 sprinklers (add, relocate, or remove), 2. hydraulic calculations, 3. change in occupancy and /or hazard classification, 4. warehouse storage arrangements, 5. mobile compact storage arrangements, 6. alternative solutions, 7. changes to the sprinkler system supply piping (e.g. valves, mains, cross-mains, branch-lines, etc.), or 8. flexible sprinkler pipe. | Priority Fire Systems Ltd
SP-2023-00574 | 2023-04-05 | 128 W PENDER STREET, Vancouver, BC V6B 1R8 | Sprinkler Permit | Commercial | Tenant Improvement | Completed | Commercial - Add and relocate sprinkler heads for tenant improvement. >BP: Interior alterations to provide tenant improvements to an existing general office on the 3rd floor (#301) in this existing Municipally Designated Heritage 'A" commercial building. Scope of work: Demolish partition walls to create open work area, remove an office space for a bigger boardroom, remove and relocate doors, new kitchen cabinet, electrical, plumbing and sprinkler work *****This application does not include any of the following: 1. Not more than 20 sprinklers (add, relocate, or remove), 2. hydraulic calculations, 3. change in occupancy and /or hazard classification, 4. warehouse storage arrangements, 5. mobile compact storage arrangements, 6. alternative solutions, 7. changes to the sprinkler system supply piping (e.g. valves, mains, cross-mains, branch-lines, etc.), or 8. flexible sprinkler pipe | Priority Fire Systems Ltd
EP-2023-09992 | 2023-11-28 | 128 W PENDER STREET, Vancouver, BC V6B 1R8 | Electrical Permit | Commercial | Tenant Improvement | Issued | Installation / Repair - Commercial - 1st Fl and 6th Fl only Installing Low Voltage, receptacles and branch circuits | Mott Electric General Partnership
EP-2022-06949 | 2022-09-08 | 133 W PENDER STREET, Vancouver, BC V6B 5N2 | Electrical Permit | Commercial | Tenant Improvement | Completed | Installation / Repair - Commercial - Electrical work associated with elevator modernization as follows: existing detectors in elevator lobbies, elevator machine room and top of elevator shafts to be removed and replaced with new addressable type smoke detectors and to be reprogrammed to accommodate elevator recall functionality. Installation to comply with requirements of bulletin 2018-004-BU-EL for automatic recall of elevators. Provide new control modules/addressable fire alarm relays for each of the signals outlined in the sequence of operations. Provide new GFCI receptacle and luminaires in elevator pit and machine room. Replace existing elevator and cab light disconnect switches with new lockable fused disconnect switches with time delay fuses. Provide new #6 copper ground conductor from electrical room to elevator machine room. Replace existing ATS with new. >BP: Interior alterations for fire recall for elevator modernization to this existing high-rise residential building to meet the requirements of CSA-B44 as per Bulletin 2018-004-BU/EL Case No. 101016169674 | Action Electric Ltd
EP-2022-03981 | 2022-05-13 | 150 W PENDER STREET, Vancouver, BC V6A 1T3 | Electrical Permit | Commercial | Addition | Completed | Installation / Repair - Commercial - Installation of new 347/600 volt underground service with transformers to re-connect existing services. This work is part of BC Hydro “H” frame elimination project in Gastown area. Energy Upgrade exempted: H-Frame Removal Project >BP: To construct an exterior concrete block building at the South East corner of this existing parkade on this site for the BC Hydro "H" frame elimination project. Energy Upgrade exempted: H-Frame Removal Project OK for Field Review per K Vogt February 22, 2022 | Advanco Electric Ltd
NULL | NULL | 165 W PENDER STREET, Vancouver, BC | Electrical Permit | Commercial | Renovation | Draft | Installation / Repair - Commercial - Replacement of non-functional exit sign, replacement of panel fillers, replacement of panel cover and replacement of two non - functional emergency heads. | NULL
EP-2023-07345 | NULL | 165 W PENDER STREET, Vancouver, BC | Electrical Permit | Commercial | Renovation | Application Incomplete | Installation / Repair - Commercial - Replacement of non-functional exit sign, replacement of two non-functional emergency lighting heads, and installing missing panel fillers and a panel cover. -Labelling of the Manual Stations for the FA system is required -reference to CF-2023-004765 (other CF-2022-012935 is closed) -reference to IA-2022-00302 | NULL
EP-2024-00488 | 2024-01-19 | 165 W PENDER STREET, Vancouver, BC | Electrical Permit | Residential | Addition | Issued | Installation / Repair - Residential - Electrical installation as per the CoV order. 1. All Fire Alarm Manual stations must be labeled as per VBBL 3.2.4.7. 2. Panel cover is missing in L2 electrical closet. Needs to be addressed ASAP. 3. Emergency battery packs on L3, L4 do not operate Emergency lighting. 4. Various electrical panels throughout floors accessible to residents have panel fillers missing. 5. Some Exit signs were not functioning or were damaged on various floors. CF-2023-004765 | JONATHAN RAEDCHER CONSULTING CORPORATION
EP-2023-10983 | 2023-12-08 | 250 W PENDER STREET, Vancouver, BC V6B 1S9 | Electrical Permit | Commercial | NULL | Issued | Annual / Operating - RENEWAL OF ANNUAL OPERATING PERMIT EXPIRED PERMIT EP-2022-10209 VALID DEC 24/2023 UNTIL DEC 23/2024 | Vancouver Community College
EP-2023-08962 | 2023-10-05 | 250 W PENDER STREET, Vancouver, BC V6B 1S9 | Electrical Permit | Commercial | Renovation | Completed | Installation / Repair - Commercial - Replacing (3) faulty fire suppression releasing panels. | AG Electric and Alarm Monitoring Co Ltd
PP-2023-03594 | 2023-10-12 | 250 W PENDER STREET, Vancouver, BC V6B 1S9 | Plumbing Permit | Commercial | Tenant Improvement | Issued | Commercial - domestic cold water distribution c/w backflow prevention for building equipment installation | MCR Mechanical Ltd
EP-2023-10281 | 2023-11-16 | 250 W PENDER STREET, Vancouver, BC V6B 1S9 | Electrical Permit | Commercial | Renovation | Issued | Installation / Repair - Commercial - Replacing faulty fire suppression panel. -its a fire suppression for a hood fan in a training kitchen -same details as our previous permit EP-2023-08962 just a different room | AG Electric and Alarm Monitoring Co Ltd
EP-2023-10195 | 2023-11-24 | 250 W PENDER STREET, Vancouver, BC V6B 1S9 | Electrical Permit | Commercial | Renovation | Completed | Installation / Repair - Commercial - Connect e-bike charger to power. CSA Certification has been completed. Power roughed-in under electrical permit EP-2022-02822-01. >BP: Exterior alterations to install a bike storage on the ground floor of this existing 4-storey school building. | United Power Ltd
EP-2022-08047 | 2022-10-03 | 250 W PENDER STREET, Vancouver, BC V6B 1S9 | Electrical Permit | Commercial | Renovation | Completed | Installation / Repair - Commercial - Replacing (2) fire suppression system panels, in rooms 301 & 306 | AG Electric and Alarm Monitoring Co Ltd
EP-2022-08258 | 2022-10-03 | 250 W PENDER STREET, Vancouver, BC V6B 1S9 | Electrical Permit | Commercial | Renovation | Completed | Installation / Repair - Commercial - Replacing (2) faulty fire suppression system panels, in rooms #217 and #314. | AG Electric and Alarm Monitoring Co Ltd
EP-2022-06621 | 2022-08-09 | 250 W PENDER STREET, Vancouver, BC V6B 1S9 | Electrical Permit | Commercial | Renovation | Completed | Installation / Repair - Commercial - Replacing (3) fire suppression system panels, in rooms 307, 316A and 316B. | AG Electric and Alarm Monitoring Co Ltd
SP-2022-01998 | 2022-11-30 | 250 W PENDER STREET, Vancouver, BC V6B 1S9 | Sprinkler Permit | Commercial | Tenant Improvement | Completed | Commercial - Add and relocation sprinkler heads for washrooms renovation. >BP: Interior renovations to provide gender neutral washrooms on the first and second floor in this existing 9 storey institutional-use building (Vancouver Community College) on this site *****This application does not include any of the following: 1. Not more than 20 sprinklers (add, relocate, or remove), 2. hydraulic calculations, 3. change in occupancy and /or hazard classification, 4. warehouse storage arrangements, 5. mobile compact storage arrangements, 6. alternative solutions, 7. changes to the sprinkler system supply piping (e.g. valves, mains, cross-mains, branch-lines, etc.), or 8. flexible sprinkler pipe. ******REVIEWED UNDER THE PROVISIONS OF VBBL 2019******** | Priority Fire Systems Ltd
EP-2022-10209 | 2022-12-07 | 250 W PENDER STREET, Vancouver, BC V6B 1S9 | Electrical Permit | Commercial | NULL | Expired | Annual / Operating - RENEWAL OF ANNUAL OPERATING PERMIT VALID: DEC 24/2022 TO DEC 23/2023 EXPIRED PERMIT: EP-2021-08363 Annual Operating permit for the campus 250 West Pender Street,Vancouver | Vancouver Community College
EP-2023-02679 | 2023-03-29 | 250 W PENDER STREET, Vancouver, BC V6B 1S9 | Electrical Permit | Commercial | Renovation | Completed | Installation / Repair - Commercial - Lighting, emergency & exit lighting, lighting control data conduit drops & receptacles. >BP: Interior alterations to provide tenant improvements on the 3rd floor of this existing institutional-use building (Vancouver Community College) that is on the Vancouver Heritage 'A'. Scope of work: Demolish existing walls, doors, millwork and expand the female locker room, remove an office in the male locker room. Construct new partitions to add 3 enclosed offices and workstations, new flooring, paint, electrical and sprinkler work. Letters of Assurance submitted: Schedule A and Architectural Schedule B by Bassem Tawfik, Architect, AIBC., 604.732.3361 Electrical Schedule B by Roger Dupuis, P.Eng., 604.569.6500 Mechanical Schedule B by Kevin Hill, P.Eng., 604.888.7779 Building Sprinklered – Separate sprinkler permit required for proposed sprinkler work. E2 - Lighting - Upgrade to Local Control (per 9.4.1.1.(a) of ASHRAE 90.1-2016) Energy checklist is currently no longer required with your Building Permit (BP) application. Some supporting documents are still required at BP stage, specifically Envelope and HVAC, if applicable. Service Water Heating and Lighting supporting documents, if applicable, must be submitted with your related trades permits (e.g. electrical and plumbing). All energy upgrades will be checked during inspections stage. It is the applicant’s responsibility to identify and note all required upgrades including energy upgrades on their BP drawings at BP stage. | Bridge Electric Corp
NULL | NULL | 250 W PENDER STREET, Vancouver, BC V6B 1S9 | Electrical Permit | Commercial | Renovation | Draft | Installation / Repair - Commercial - Lighting, emergency & exit lighting, lighting control data conduit drops & receptacles. | Bridge Electric Corp
SP-2023-00494 | 2023-03-22 | 250 W PENDER STREET, Vancouver, BC V6B 1S9 | Sprinkler Permit | Commercial | Tenant Improvement | Completed | Commercial - Add & Relocated Sprinkler Heads >BP: Interior alterations to provide tenant improvements on the 3rd floor of this existing institutional-use building (Vancouver Community College) that is on the Vancouver Heritage 'A'. Scope of work: Demolish existing walls, doors, millwork and expand the female locker room, remove an office in the male locker room. Construct new partitions to add 3 enclosed offices and workstations, new flooring, paint, electrical and sprinkler work. *****This application does not include any of the following: 1. Not more than 20 sprinklers (add, relocate, or remove), 2. hydraulic calculations, 3. change in occupancy and /or hazard classification, 4. warehouse storage arrangements, 5. mobile compact storage arrangements, 6. alternative solutions, 7. changes to the sprinkler system supply piping (e.g. valves, mains, cross-mains, branch-lines, etc.), or 8. flexible sprinkler pipe | Viking Fire Protection Inc
PP-2023-00879 | 2023-03-21 | 250 W PENDER STREET, Vancouver, BC V6B 1S9 | Plumbing Permit | Commercial | Renovation | Completed | Commercial - Renovation of existing washroom on level 1 and 2 >BP: Interior renovations to provide gender neutral washrooms on the first and second floor in this existing 9 storey institutional-use building (Vancouver Community College) on this site | Delrey Mechanical Ltd
EP-2023-00986 | 2023-02-08 | 250 W PENDER STREET, Vancouver, BC V6B 1S9 | Electrical Permit | Commercial | Renovation | Completed | Installation / Repair - Commercial - Renovation of 2 washrooms. New lighting, controls, power. >BP: Interior renovations to provide gender neutral washrooms on the first and second floor in this existing 9 storey institutional-use building (Vancouver Community College) on this site ******REVIEWED UNDER THE PROVISIONS OF VBBL 2019******** | Livewire Energy Services Ltd.
EP-2023-05875 | 2023-06-30 | 250 W PENDER STREET, Vancouver, BC V6B 1S9 | Electrical Permit | Commercial | Renovation | Completed | Installation / Repair - Commercial - Installing new wire for new evaporator and new breaker 1 phase to 3 phase | FOS Electric Systems Ltd
EP-2022-03361 | 2022-04-27 | 250 W PENDER STREET, Vancouver, BC V6B 1S9 | Electrical Permit | Commercial | Renovation | Completed | Installation / Repair - Commercial - · Supply and installation of 24 new under counter receptacles · Supply and installation of 1 new GFCI receptacle near sink · Supply and installation of under counter LED strip lighting for both counter tops complete with driver and mounting. | Wespac Electrical Contractor Ltd
EP-2022-03330 | 2022-04-27 | 250 W PENDER STREET, Vancouver, BC V6B 1S9 | Electrical Permit | Commercial | Tenant Improvement | Completed | Installation / Repair - Commercial - Replace existing lighting with new LED. Install dimming controls. Replace existing outlets with new white decora. replace exit signs with new green running man. Replace EM lighting with new LED. | Wynn's Electrical Contractors Ltd
EP-2022-02822 | 2022-04-07 | 250 W PENDER STREET, Vancouver, BC V6B 1S9 | Electrical Permit | Commercial | Renovation | Completed | Installation / Repair - Commercial - Electrical pathways and connections for a bike enclosure outside, including lighting and a e-bike charger. Also included is pathways for access controls. | United Power Ltd
EP-2022-01926 | 2022-03-09 | 250 W PENDER STREET, Vancouver, BC V6B 1S9 | Electrical Permit | Commercial | Renovation | Completed | Installation / Repair - Commercial - voice and data cabling | 4th Utility Inc
PP-2021-03759 | 2022-01-05 | 250 W PENDER STREET, Vancouver, BC V6B 1S9 | Plumbing Permit | Commercial | Tenant Improvement | Completed | Commercial - Interior and exterior alterations on a tenant suite from book store to cafeteria. >Interior and exterior alterations and change of use from existing book store to a cafeteria (Retail Food) on Level 2 (ground access from Hamilton St) and to provide improvement in this existing Vancouver Heritage Register A school building (group A2; Vancouver Community College). Scope of work includes installation of a new dryer vent at the soffit at north and a new transformer in the existing electrical vault on the ground floor. OK for BP only as per Ally Campbell on Apr 07, 2021. Sch A, Arch B, Mech B, Plmb B, Fire Suppression B, & Elec B are submitted. ******THIS PERMIT HAS BEEN ISSUED UNDER THE REQUIREMENTS OF VBBL 2019******** Building Review Branch Notes: - New penetration through existing fire separation of the electrical vault shall be sealed by fire stop and conform to VBBL 3.1.9. Kitchen System Notes: 1. There are two Class 2 cooking operations: High temp dishwasher with Type II Hood and Combi oven with integral recirculating Type I Hood (HVAC to accommodate heat rejection). 2. Class 2 cooking operation - Steam and Heat removal only. 3. Post a sign on the hoods, "Cooking causing grease-laden vapours is not allowed. Exhaust system is designed for steam and heat removal only. Processed during the 2020 pandemic. | Pacific Mechanical Systems Ltd
EP-2023-09782 | 2023-11-15 | 319 W PENDER STREET, Vancouver, BC | Electrical Permit | Commercial | Addition | Completed | Installation / Repair - Commercial - Install 240 v0lt and 120 Volt plugs - Wiring is BX surface installation No building permit requited for this job. As per my conversation with building inspector. Only electrical permit requires, for adding plugs. CF-2023-011738 | Edik Zohrabian
EP-2023-09896 | 2023-11-02 | 326 W PENDER STREET, Vancouver, BC V6B 1T1 | Electrical Permit | Commercial | Renovation | Issued | Installation / Repair - Commercial - Ultra low Voltage Controls for HVAC Automation >BP: Alterations to the existing 4-storey building having Social Service Centre (Major Occupancy A2) on first storey and Residential Facility, (Group Residence, Major Occupancy C) on 2nd to 4th storeys of this existing social service center/group residence building on this site. Note: 1- Class-3 Cooking operation 2- The work was reviewed for conformance to VBBL 2019 Revision-1 July 18, 2023 1- Re-piping the building 2- Improving accessibility of the washrooms in 3 H/C units 3- Providing vertical service space from first floor to the roof 4- Replacing dry walls and patch walls and floors with regard to the said renovation work | Webir Automation & Control Services Ltd
GP-2023-00739 | 2023-03-03 | 326 W PENDER STREET, Vancouver, BC V6B 1T1 | Gas Permit | Residential | Renovation | Cancelled | Residential - repalce gas fired mua unit and relocate existing gas fired hot water tank >BP: Alterations to the existing 4-storey building having Social Service Centre (Major Occupancy A2) on first storey and Residential Facility, (Group Residence, Major Occupancy C) on 2nd to 4th storeys of this existing social service center/group residence building on this site. Class-3 Cooking operation | Four Lakes Mechanical
EP-2023-00311 | 2023-01-16 | 326 W PENDER STREET, Vancouver, BC V6B 1T1 | Electrical Permit | Commercial | Renovation | Issued | Installation / Repair - Commercial - Interior renovation of an existing 4 storey building. To renovate a 4-storey Social Service Centre for Covenant House, improving and replacing lighting & power devices throughout. Adding new fire alarm devices to existing system and re-verification of entire system. >BP: Alterations to the existing 4-storey building having Social Service Centre (Major Occupancy A2) on first storey and Residential Facility, (Group Residence, Major Occupancy C) on 2nd to 4th storeys of this existing social service center/group residence building on this site. Class-3 Cooking operation | Colwin Electrical Group
PP-2023-00169 | 2023-01-26 | 326 W PENDER STREET, Vancouver, BC V6B 1T1 | Plumbing Permit | Commercial | Renovation | Issued | Commercial - Plumbing upgrades >BP: Alterations to the existing 4-storey building having Social Service Centre (Major Occupancy A2) on first storey and Residential Facility, (Group Residence, Major Occupancy C) on 2nd to 4th storeys of this existing social service center/group residence building on this site. Class-3 Cooking operation July 17/2023-AMEND 163 fixtures and 1600m piping added as per email in docs July 21/20232-AMEND Fixtures for amendment were entered wrong and should be as follows: Level 2 - Tub 14 / SHW 1 Level 3 - Tub 14 /SHW 1 Level 4 - Tub 13 / 1 | Four Lakes Mechanical
SP-2022-01219 | 2023-03-31 | 326 W PENDER STREET, Vancouver, BC V6B 1T1 | Sprinkler Permit | Commercial | Renovation | Issued | Commercial - For sprinkler system alterations to the 2019 VBBL and NFPA 13, 2013 for the tenant improvements to provide alterations to the existing 4-storey building having Social Service Centre (Major Occupancy A2) on first storey and Residential Facility, (Group Residence, Major Occupancy C) on 2nd to 4th storeys of this existing social service center/group residence building on this site. Engineer of Record: Rob Gregg 604-687-1821 rgregg@mcw.com | BLACK TUSK FIRE & SECURITY
EP-2022-02718 | 2022-04-06 | 2588 WALLACE CRESCENT, Vancouver, BC V6R 3V4 | Electrical Permit | Residential | Renovation | Completed | Installation / Repair - Residential - - System grounding and bonding: Install ground plate and #6 copper wire to main service panel, Plate to be buried at 24” outside and wire run inside to panel, Bond #6 to gas line and water lines at closest point possible to, preferably before shut-offs. Bond fused disconnect and install union-style grounding bushing if panel not being replaced -Replace ungrounded outlets: Replace/check up to (12) ungrounded outlets with GFCI protected outlets, Verify first outlet in circuit and GFCI will protect newly installed 3-prong outlets, Replace/check up to (20) standard outlets with Decora style outlets and confirm wiring correct (pigtailing in box, tight connections) in all other outlets including kitchen counter, fridge, wall outlets -Install (3) Wireless interconnect CO/smoke detectors; Supply and install (3) 120 volt, wireless interconnecting CO/smoke detectors on all 3 levels, Remove existing 2 detectors as well as disarming from security system, New detectors to be powered by constant power from preferably a lighting circuit or outlet tied to a lighting circuit - Replace 100 amp main service panel with new 100 amp panel and breakers, Remove existing main panel from fused disconnect, Install new 100 amp 240v 48 circuit main breaker panel, Reconnect all branch circuits to new breakers, including knob and tube circuits and identify all unknown circuits entering panel, Ensure grounding and bonding is repaired or maintained from earlier work or done at the same time as panel replacement | Kato Electrical Inc
EP-2022-04581 | 2022-06-01 | 2588 WALLACE CRESCENT, Vancouver, BC V6R 3V4 | Electrical Permit | Residential | Renovation | Completed | Installation / Repair - Residential - Overhead electrical service upgrade. Replace existing 100 amp overhead service with 200 amp Permit Amendment Oct 04, 2023 -200A service upgrade *Permit Amendment Jul 13, 2023: -Change to Underground Service + private pole | Kato Electrical Inc
EP-2022-10392 | 2022-12-13 | 2588 WALLACE CRESCENT, Vancouver, BC V6R 3V4 | Electrical Permit | Residential | Renovation | Completed | Installation / Repair - Residential - Electrical supply for Heat pump RE" MP-2022-00453 | Milani Electric Limited
MP-2022-00453 | 2022-10-21 | 2588 WALLACE CRESCENT, Vancouver, BC V6R 3V4 | Mechanical Permit | NULL | NULL | Completed | NULL | Milani Electric Limited
GP-2023-02005 | 2023-07-05 | 5943 WALLACE PLACE, Vancouver, BC V6N 4E4 | Gas Permit | Residential | Renovation | Completed | Residential - 1 - Tankless water heater installation | Cima Mechanical Ltd
GP-2023-03583 | 2023-11-20 | 5943 WALLACE PLACE, Vancouver, BC V6N 4E4 | Gas Permit | Residential | Addition | Issued | Residential - 1 BBQ & 1 Firepit Adding a bbq box outlet and a fire pit outlet | Cima Mechanical Ltd
MP-2023-01477 | 2023-08-10 | 5961 WALLACE PLACE, Vancouver, BC V6N 4E4 | Mechanical Permit | NULL | NULL | Completed | NULL | 1236318 BC Ltd DBA Aquatech Vancouver
GP-2023-02320 | 2023-08-06 | 5961 WALLACE PLACE, Vancouver, BC V6N 4E4 | Gas Permit | Residential | Renovation | Completed | Residential - re/re of hot water tank with tankless water heater | 1236318 BC Ltd DBA Aquatech Vancouver
EP-2022-05789 | 2022-07-11 | 5961 WALLACE PLACE, Vancouver, BC V6N 4E4 | Electrical Permit | Residential | Renovation | Completed | Installation / Repair - Residential - Upgrade electrical service from 100 amp to 200 amp | Mountain Point Electrical Inc.
NULL | NULL | 1985 WALLACE STREET, Vancouver, BC V6R 4H4 | Plumbing Permit | Commercial | Renovation | Withdrawn | Commercial - Add cross connection devices as per directive | Slopeside Mechanical Systems Ltd
PP-2022-04350 | 2022-12-07 | 1985 WALLACE STREET, Vancouver, BC V6R 4H4 | Plumbing Permit | Commercial | Addition | Completed | Commercial - Add 2 backflow preventers as directed | Slopeside Mechanical Systems Ltd
EP-2023-10704 | 2023-12-07 | 1985 WALLACE STREET, Vancouver, BC V6R 4H4 | Electrical Permit | Commercial | Addition | Completed | Installation / Repair - Commercial - Install a switch with temporary connections for the generator to assist with yearly load bank testing >Permit Amendment Dec 15, 2023 -"Permanent Installation of 600A cam lok connection splitter with lockable disconnect switch to permit proper temp connection of the load bank for yearly mandatory load bank testing and service as per CSA 282. Updated 1 line diagram and proper labeling in addition to written on site procedure to be supplied by Colwin Electrical Group" -"Updated 1 line diagram" ¦ No document provided | Colwin Electrical Group
EP-2022-00232 | 2022-02-17 | 1985 WALLACE STREET, Vancouver, BC V6R 4H4 | Electrical Permit | Residential | Renovation | Completed | Installation / Repair - Residential - Install Sub panel for scooter charging room, Install outlets for scooter charging | TCA Industries Ltd
EP-2022-01433 | 2022-02-24 | 1985 WALLACE STREET, Vancouver, BC V6R 4H4 | Electrical Permit | Commercial | Renovation | Completed | Installation / Repair - Commercial - To re & re sixty-four (64) parkade fluorescent fixtures with new LED strip lights. To supply and install new 40amp sub-panel in Grounds Keeping room in parkade. To wire and install new 15amp circuit for garbage shed gate | Fina Electric Services Group Ltd
SP-2022-00919 | 2022-08-02 | 1985 WALLACE STREET, Vancouver, BC V6R 4H4 | Sprinkler Permit | Commercial | Renovation | Completed | Commercial - Installing new 6" DCVA in existing 3-storey apartment building built circa 1974 with a 6” wet pipe system in the parkade. There is no standpipe system in this building. | Five Star Fire Protection Ltd
GP-2022-01832 | 2022-06-15 | 2888 WALLACE STREET, Vancouver, BC V6R 4S5 | Gas Permit | Residential | Renovation - Dwelling Unit(s) only | Completed | Residential - Boiler installation. | Reid Brothers Plumbing & Heating Ltd
GP-2022-02646 | 2022-09-02 | 5709 WALES STREET, Vancouver, BC | Gas Permit | Residential | Renovation | Completed | Residential - Remove existing heaters and install 19 new gas furnaces. | Slopeside Mechanical Systems Ltd
GP-2022-02647 | 2022-09-02 | 5719 WALES STREET, Vancouver, BC | Gas Permit | Residential | Renovation | Completed | Residential - Remove existing heaters and install 19 new gas furnaces. | Slopeside Mechanical Systems Ltd
GP-2022-02648 | 2022-09-02 | 5729 WALES STREET, Vancouver, BC | Gas Permit | Residential | Renovation | Completed | Residential - Remove existing heaters and install 19 new gas furnaces. | Slopeside Mechanical Systems Ltd
GP-2022-00479 | 2022-02-14 | 5745 WALES STREET, Vancouver, BC V5R 3N3 | Gas Permit | Residential | Renovation | Completed | Residential - HWT Re and Re | Sunrise Heating and Cooling Ltd
EP-2023-08188 | 2023-09-12 | 5750 WALES STREET, Vancouver, BC V5R 3N4 | Electrical Permit | Residential | Addition | Issued | Installation / Repair - Residential - ¦ 1FD- 100A/ DISCONNECT/ RE-CONNECT ¦ 200 amp service connection , 100 amp goes to main house , 100 amp goes to LWh, service upgrade due to new LWh on site | AECOM ELECTRIC LTD
EP-2023-05481 | 2023-08-14 | 5729 WEST BOULEVARD, Vancouver, BC V6M 3W8 | Electrical Permit | Commercial | Tenant Improvement | Completed | Installation / Repair - Commercial - Supply and install new Fire Alarm system for existing heritage building >BP: Interior alterations to provide replacement of the existing fire alarm system with a new fire alarm system to this existing 2-storey mixed-use commercial building to meet the requirements of CSA-B44 as per Bulletin 2018-004-BU/EL. Note: Permit approved under the VBBL #12511 (2019) | Priority Electric LTD.
EP-2023-05895 | 2023-06-30 | 5851 WEST BOULEVARD, Vancouver, BC V6M 3W9 | Electrical Permit | Commercial | Renovation | Completed | Installation / Repair - Commercial - HV2: • Reinstallation of existing controller and weatherproof box • Supply and installation of new controls as per drawing M2.0 points list • Bacnet interface to unit as per mechanical schedule • Bacnet interface and control of (2) packaged VFD’s as per addendum #1 • Mapping of Bacnet software points to DDC system for (2) Bacnet VFD’s and HV-2 • Supply and installation of new control cabling and conduit as required • Supply and installation of new network smart sensor to replace existing space temperature sensor of unit • Supply and installation of (2) new damper actuators for packaged damper >BP: Exterior alterations to provide improvements to roof floor of this existing community centre building. Scope of work: replacement of two RTU"s at Kerrisdal Community Centre near the pool area. Additional structural support for new RTUs. Okay for Field Review per J. Steen Okay for DB without Screening per S. Patterson. Letters of assurance submitted: Schedule A per Scott Stewart 604-648-5995 Schedule B for electrical per Victor Lu, P. Eng. 604-569-6500 Schedule B for mechanical per Scott Stewart 604-648-5995 Schedule B for architectural and structural per Jennifer Durham, P.Eng. 604-738-0048 Energy Upgrade: L1 - HVAC - Upgrade Ventilation System Controls (per 6.4.3.4 of ASHRAE 90.1 - 2010) | Houle Electric Limited
EP-2023-06271 | 2023-07-12 | 5851 WEST BOULEVARD, Vancouver, BC V6M 3W9 | Electrical Permit | Commercial | Addition | Completed | Installation / Repair - Commercial - Installation of heat trace on 2 P-traps on rooftop unit; includes controllers. >BP: Exterior alterations to provide improvements to roof floor of this existing community centre building. Scope of work: replacement of two RTU"s at Kerrisdal Community Centre near the pool area. Additional structural support for new RTUs. Okay for Field Review per J. Steen Okay for DB without Screening per S. Patterson. Letters of assurance submitted: Schedule A per Scott Stewart 604-648-5995 Schedule B for electrical per Victor Lu, P. Eng. 604-569-6500 Schedule B for mechanical per Scott Stewart 604-648-5995 Schedule B for architectural and structural per Jennifer Durham, P.Eng. 604-738-0048 Energy Upgrade: L1 - HVAC - Upgrade Ventilation System Controls (per 6.4.3.4 of ASHRAE 90.1 - 2010) | Brian Wuttke
EP-2022-10609 | 2022-12-20 | 5851 WEST BOULEVARD, Vancouver, BC V6M 3W9 | Electrical Permit | Commercial | Renovation | Issued | Installation / Repair - Commercial - Mechanical upgrade. Disconnect old and connect New Air handling equipment. *Permit Amendment Jul 10, 2023 -Installation of Fire Alarm System: Adding Duct Smoke Detector and Fan shut down >BP: Exterior alterations to provide improvements to roof floor of this existing community centre building. Scope of work: replacement of two RTU"s at Kerrisdal Community Centre near the pool area. Additional structural support for new RTUs. Okay for Field Review per J. Steen Okay for DB without Screening per S. Patterson. Letters of assurance submitted: Schedule A per Scott Stewart 604-648-5995 Schedule B for electrical per Victor Lu, P. Eng. 604-569-6500 Schedule B for mechanical per Scott Stewart 604-648-5995 Schedule B for architectural and structural per Jennifer Durham, P.Eng. 604-738-0048 Energy Upgrade: L1 - HVAC - Upgrade Ventilation System Controls (per 6.4.3.4 of ASHRAE 90.1 - 2010) | Action Electric Ltd
PP-2022-02151 | 2022-06-22 | 6055 WEST BOULEVARD, Vancouver, BC V6M 3X2 | Plumbing Permit | Commercial | Addition | Completed | Commercial - add one double check backflow preventor to wok stove add one double check backflow preventor to steamer oven | ARMSTRONG PLUMBING & HEATING LTD.
NULL | NULL | 6745 WEST BOULEVARD, Vancouver, BC V6P 5R8 | Electrical Permit | Residential | New | Draft | Installation / Repair - Residential - Installation of security system | ADT Security Services Canada Inc
EP-2023-11386 | 2024-01-02 | 6745 WEST BOULEVARD, Vancouver, BC V6P 5R8 | Electrical Permit | Residential | Addition | Issued | Installation / Repair - Residential - Installation of security system | ADT Security Services Canada Inc
GP-2022-00523 | 2022-02-17 | 7333 WEST BOULEVARD, Vancouver, BC V6P 5S2 | Gas Permit | Residential | Renovation | Completed | Residential - Hot Water Tank Replacment | Hillcrest Plumbing & Heating (1991) Ltd
GP-2022-01978 | 2022-07-22 | 7361 WEST BOULEVARD, Vancouver, BC V6P 5S2 | Gas Permit | Residential | Addition | Completed | Residential - re and re boiler | Anion Contracting Group Inc
PP-2022-02403 | 2022-07-13 | 744 W HASTINGS STREET, Vancouver, BC V6C 1A5 | Plumbing Permit | Commercial | Tenant Improvement | Completed | Commercial - Finishing plumbing for 2 different s >Interior alterations to provide tenant improvements for a new Health Care Office on the 1st floor (#112) in this existing commercial building on this site. Scope of work: Relocate one interior office door, remove millwork cabinetry and plumbing work. OK for field review as per N. Jalalkamali, April 13, 2022. Building Sprinklered- Building inspector to determine on site if a separate sprinkler permit is required. E2 upgrade waived per A. Wroblewski; May 10, 2022 Energy checklist is currently no longer required with your Building Permit (BP) application. Some supporting documents are still required at BP stage, specifically Envelope and HVAC, if applicable. Service Water Heating and Lighting supporting documents, if applicable, must be submitted with your related trades permits (e.g. electrical and plumbing). All energy upgrades will be checked during inspections stage. It is the applicant’s responsibility to identify and note all required upgrades including energy upgrades on their BP drawings at BP stage. | Holland Plumbing Services Inc
EP-2022-05141 | 2022-06-23 | 744 W HASTINGS STREET, Vancouver, BC V6C 1A5 | Electrical Permit | Commercial | Addition | Completed | Installation / Repair - Commercial - Panel Upgrade -Supply and install new #1 4C ACWU cable from the common area panel to the existing panel location -Supply and install new 100A 3P panel -Supply and install new 100A SQ 3P breaker in the common area panel -Supply and install all existing cables back into the new panel Additional Receptacles -Supply and install (6) new 20A Receptacles Light Switching Changes -Supply and install new switches for the following locations: 1 switch for the kitchen 1 switch for the meeting room on the right 1 switch for the main room -Ensure that the master switch stays operational as in. -Quote is subject change depending on how existing lighting operates and voltage rating. Quote is based on 120V Lighting -There are no new light fixtures being installed, the existing lighting control is automatic shut-off and will not be altered. | TDR Electric Inc
SP-2022-01895 | 2022-11-15 | 744 W HASTINGS STREET, Vancouver, BC V6C 1A5 | Sprinkler Permit | Commercial | Renovation | Completed | Commercial - 1 upright sprinkler to pendent sprinkler in Printer room by celling changed >BP: #525 & #530 - 5th floor (expand #530 into a portion of #525) Interior alterations to two existing office units on the 5th floor (#525 and #530) and to expand #530 into a portion of #525) in this existing commercial building. Scope of work: to relocate demising wall to and remove all partition walls in both units except for one office in #525, construct new kitchenette and partition walls for one new office in #530, electrical, plumbing and sprinkler work. >*****This application does not include any of the following: 1. Not more than 20 sprinklers (add, relocate, or remove), 2. hydraulic calculations, 3. change in occupancy and /or hazard classification, 4. warehouse storage arrangements, 5. mobile compact storage arrangements, 6. alternative solutions, 7. changes to the sprinkler system supply piping (e.g. valves, mains, cross-mains, branch-lines, etc.), or 8. flexible sprinkler pipe. | Spectrum Fire Protection Ltd
PP-2022-04077 | 2022-11-14 | 744 W HASTINGS STREET, Vancouver, BC V6C 1A5 | Plumbing Permit | Commercial | Tenant Improvement | Completed | Commercial - Rough In waterlines and drainage for kitchenette. Install kitchen sink amd dishwasher. #525 & #530 - 5th floor (expand #530 into a portion of #525) Interior alterations to two existing office units on the 5th floor (#525 and #530) and to expand #530 into a portion of #525) in this existing commercial building. Scope of work: to relocate demising wall to and remove all partition walls in both units except for one office in #525, construct new kitchenette and partition walls for one new office in #530, electrical, plumbing and sprinkler work. | Optima Plumbing and Heating Ltd
EP-2022-09299 | 2022-11-03 | 744 W HASTINGS STREET, Vancouver, BC V6C 1A5 | Electrical Permit | Commercial | Renovation | Completed | Installation / Repair - Commercial - Added lighting, Lighting control, emergency lighting, receptacles -no change to the service. Added circuits only >BP: Interior alterations to two existing office units on the 5th floor (#525 and #530) and to expand #530 into a portion of #525) in this existing commercial building. Scope of work: to relocate demising wall to and remove all partition walls in both units except for one office in #525, construct new kitchenette and partition walls for one new office in #530, electrical, plumbing and sprinkler work. E4 - Lighting - Upgrade all Lighting Controls (per 9.4.1.1 of ASHRAE 90.1-2016) Energy checklist is currently no longer required with your Building Permit (BP) application. Some supporting documents are still required at BP stage, specifically Envelope and HVAC, if applicable. Service Water Heating and Lighting supporting documents, if applicable, must be submitted with your related trades permits (e.g. electrical and plumbing). All energy upgrades will be checked during inspections stage. It is the applicant's responsibility to identify and note all required upgrades including energy upgrades on their BP drawings at BP stage. | TKG Electic Ltd
EP-2023-10128 | 2023-11-23 | 744 W HASTINGS STREET, Vancouver, BC V6C 1A5 | Electrical Permit | Commercial | Tenant Improvement | Completed | Installation / Repair - Commercial - Relocate 2 existing light fixtures only. There is no new lighting being installed on this project therefore no Lighting Compliance document is required. >BP: Interior alterations only to provide tenant improvement to this existing general office in this existing Vancouver Heritage “B” Designated commercial building. Scope of work: Demolish two existing office walls, door and create an open space. Patch/refinish any affected floor, walls, ceiling. Relocate light fixtures to suit new layout. Architectural Schedule B submitted by Barry Richard Weih, Architect, AIBC, 604.685.3529 Building Sprinklered – Building inspector to determine on site if a separate sprinkler permit is required. Energy checklist is currently no longer required with your Building Permit (BP) application. Some supporting documents are still required at BP stage, specifically Envelope and HVAC, if applicable. Service Water Heating and Lighting supporting documents, if applicable, must be submitted with your related trades permits (e.g. electrical and plumbing). | Priority Electric LTD.
PP-2023-03762 | 2023-10-25 | 744 W HASTINGS STREET, Vancouver, BC V6C 1A5 | Plumbing Permit | Commercial | Tenant Improvement | Completed | Commercial - SUITE #619 - 6TH FLOOR - Reroute water lines and drainage to accommodate new sink >BP: #619 - 6th floor Interior alterations to provide tenant improvements for the existing office tenant on the 6th floor (#619) in this existing commercial building on site. Scope of work: remove partition wall, relocate sink, new receptacles to be installed on counters, electrical and plumbing work. | Oceanfront Plumbing Inc
PP-2022-00991 | 2022-04-04 | 808 W HASTINGS STREET, Vancouver, BC V6C 1C8 | Plumbing Permit | Commercial | Tenant Improvement | Completed | Commercial - Installing new fixtures with the existing drainage and water lines | Green Tech Plumbing & Heating Ltd
SP-2023-01405 | NULL | 808 W HASTINGS STREET, Vancouver, BC V6C 1C8 | Sprinkler Permit | Commercial | Renovation | Application Incomplete | Commercial - Replacement of existing main fire pump, jockey pump and installing a new double check valve. A separate plumbing permit will be pulled for that. >BP: *****This application does not include any of the following: 1. Not more than 20 sprinklers (add, relocate, or remove), 2. hydraulic calculations, 3. change in occupancy and /or hazard classification, 4. warehouse storage arrangements, 5. mobile compact storage arrangements, 6. alternative solutions, 7. changes to the sprinkler system supply piping (e.g. valves, mains, cross-mains, branch-lines, etc.), or 8. flexible sprinkler pipe. | PML Professional Mechanical Ltd
SP-2023-01316 | 2023-08-10 | 815 W HASTINGS STREET, Vancouver, BC V6C 1B4 | Sprinkler Permit | Commercial | Tenant Improvement | Completed | Commercial - For sprinkler system alterations to the 2019 VBBL and NFPA 13, 2013 for the tenant improvements to provide interior alterations on the 6th floor to demise the existing office (vacant) space #600 into two units to be #600 and #650 and to provide tenant improvements for a new tenant to suite #600 only, in this existing commercial building on this site. Engineer of Record: Dan Wong 778-847-0572 denveng7@gmail.com | Priority Fire Systems Ltd
EP-2023-06215 | 2023-07-12 | 815 W HASTINGS STREET, Vancouver, BC V6C 1B4 | Electrical Permit | Commercial | Tenant Improvement | Completed | Installation / Repair - Commercial - Tenant improvement, wiring for lighting and power outlets and low voltage wiring . *Hazardous Assessment Report reviewed, Aug 18 RMN >BP: #600 & #650 - 6th Floor (T.I to #600) Interior alterations on the 6th floor to demise the existing office (vacant) space #600 into two units to be #600 and #650 and to provide tenant improvements for a new tenant to suite #600 only, in this existing commercial building on this site. Scope of work: Construct demising wall to create 2 suites, new partition walls to build meeting rooms, storage, glazing, new door, millwork, electrical, plumbing and sprinkler work to suit. TENANT: M Moser Associates Inc Architectural Schedule B submitted by Andrew Igel, Architect, AIBC, 778.839.4260 * Separate permit(s) required for future improvements to unit #650 Building Sprinklered – Separate sprinkler permit required for proposed sprinkler work. Energy checklist is currently no longer required with your Building Permit (BP) application. Some supporting documents are still required at BP stage, specifically Envelope and HVAC, if applicable. Service Water Heating and Lighting supporting documents, if applicable, must be submitted with your related trades permits (e.g. electrical and plumbing). | Vancouver Green Electric Ltd
EP-2023-04740 | 2023-05-30 | 815 W HASTINGS STREET, Vancouver, BC V6C 1B4 | Electrical Permit | Commercial | NULL | Issued | Annual / Operating - Misc electrical work throughout -Renewal of: EP-2022-05001 -Valid: June 15, 2023 - June 14, 2024 | Mott Electric General Partnership
EP-2023-05303 | 2023-06-14 | 815 W HASTINGS STREET, Vancouver, BC V6C 1B4 | Electrical Permit | Commercial | New | Completed | Installation / Repair - Commercial - Installation of one LV2 EV charger with backbone conduit system | Mott Electric General Partnership
EP-2022-10050 | 2022-11-29 | 815 W HASTINGS STREET, Vancouver, BC V6C 1B4 | Electrical Permit | Commercial | Tenant Improvement | Completed | Installation / Repair - Commercial - Demo electrical in walls to be removed. Relocate and verify existing Fire Bell. Demo bulk head lighting | Sasco Contractors Ltd
SP-2023-00018 | 2023-01-06 | 815 W HASTINGS STREET, Vancouver, BC V6C 1B4 | Sprinkler Permit | Commercial | Tenant Improvement | Completed | Commercial - Add & relocate sprinkler heads for tenant improvement. >BP: Interior alterations to provide tenant improvements to a portion of of this existing office tenant space on the 7th floor (#725) of this existing commercial building. Scope of work: Install interior walls & doors, plumbing fixtures, sprinkler, and electrical work. *****This application does not include any of the following: 1. Not more than 20 sprinklers (add, relocate, or remove), 2. hydraulic calculations, 3. change in occupancy and /or hazard classification, 4. warehouse storage arrangements, 5. mobile compact storage arrangements, 6. alternative solutions, 7. changes to the sprinkler system supply piping (e.g. valves, mains, cross-mains, branch-lines, etc.), or 8. flexible sprinkler pipe. | Priority Fire Systems Ltd
PP-2023-00041 | 2023-01-12 | 815 W HASTINGS STREET, Vancouver, BC V6C 1B4 | Plumbing Permit | Commercial | Tenant Improvement | Completed | Commercial - add sink and dishwasher >BP: Interior alterations to provide tenant improvements to a portion of of this existing office tenant space on the 7th floor (#725) of this existing commercial building. Scope of work: Install interior walls & doors, plumbing fixtures, sprinkler, and electrical work. | Aquarius Mechanical Services Inc
EP-2023-00095 | 2023-01-06 | 815 W HASTINGS STREET, Vancouver, BC V6C 1B4 | Electrical Permit | Commercial | Tenant Improvement | Completed | Installation / Repair - Commercial - Install 29 plugs, 14 data drops, 7 occupancy sensors and 7 base building light fixtures. >BP: Interior alterations to provide tenant improvements to a portion of of this existing office tenant space on the 7th floor (#725) of this existing commercial building. Scope of work: Install interior walls & doors, plumbing fixtures, sprinkler, and electrical work. OK for field review as per Nehzat J. November 24, 2022. Energy upgrade exempt: BOMA best Building | Blueline Electrical Services Ltd
PP-2023-02903 | 2023-08-23 | 815 W HASTINGS STREET, Vancouver, BC V6C 1B4 | Plumbing Permit | Commercial | Tenant Improvement | Completed | Commercial - plumbing TI for: >BP: #600 & #650 - 6th Floor (T.I to #600) Interior alterations on the 6th floor to demise the existing office (vacant) space #600 into two units to be #600 and #650 and to provide tenant improvements for a new tenant to suite #600 only, in this existing commercial building on this site. Scope of work: Construct demising wall to create 2 suites, new partition walls to build meeting rooms, storage, glazing, new door, millwork, electrical, plumbing and sprinkler work to suit. TENANT: M Moser Associates Inc | KERN BSG MANAGEMENT LTD
EP-2022-01808 | 2022-03-07 | 815 W HASTINGS STREET, Vancouver, BC V6C 1B4 | Electrical Permit | Commercial | Addition | Completed | Installation / Repair - Commercial - running a wire for 1 camera and installing it | Price's Alarm Systems Ltd.
SP-2022-00301 | 2022-03-08 | 815 W HASTINGS STREET, Vancouver, BC V6C 1B4 | Sprinkler Permit | Commercial | Tenant Improvement | Completed | Commercial - 11 RELOCATE SPRINKLER HEAD #725 - 7th Floor Interior alterations to remove all interior partition walls from this existing office space on the 7th floor (#725) to create a one shell space for future tenant in this existing commercial building. Scope of work per VBBL 2019: remove all partition walls, doors, ceiling work, glazing, millwork, electrical, plumbing and sprinkler work. *****This application does not include any of the following: 1. Not more than 20 sprinklers (add, relocate, or remove), 2. hydraulic calculations, 3. change in occupancy and /or hazard classification, 4. warehouse storage arrangements, 5. mobile compact storage arrangements, 6. alternative solutions, 7. changes to the sprinkler system supply piping (e.g. valves, mains, cross-mains, branch-lines, etc.), or 8. flexible sprinkler pipe. | Priority Fire Systems Ltd
EP-2022-01590 | 2022-03-01 | 815 W HASTINGS STREET, Vancouver, BC V6C 1B4 | Electrical Permit | Commercial | Tenant Improvement | Completed | Installation / Repair - Commercial - Tenant Improvement work including demolition, lighting, branch wiring -primary scope of work is alteration of existing tenant space and partition walls back to shell space for future tenant >BP: Interior alterations to remove all interior partition walls from this existing office space on the 7th floor (#725) to create a one shell space for future tenant in this existing commercial building. Scope of work per VBBL 2019: remove all partition walls, doors, ceiling work, glazing, millwork, electrical, plumbing and sprinkler work. Separate permit is required for any future tenant improvement or to change the use. OK for Field Review per Kim V - Jan 12/22 BOMA Best Certified building - NO ENERGY UPGRADES ARE REQUIRED Energy checklist is currently no longer required with your Building Permit (BP) application. Some supporting documents are still required at BP stage, specifically Envelope and HVAC, if applicable. Service Water Heating and Lighting supporting documents, if applicable, must be submitted with your related trades permits (e.g. electrical and plumbing). All energy upgrades will be checked during inspections stage. It is the applicant’s responsibility to identify and note all required upgrades including energy upgrades on their BP drawings at BP stage. | Sasco Contractors Ltd
EP-2022-05001 | 2022-06-14 | 815 W HASTINGS STREET, Vancouver, BC V6C 1B4 | Electrical Permit | Commercial | Tenant Improvement | Expired | Annual / Operating - misc electrical throughout | Mott Electric General Partnership
EP-2022-00110 | 2022-01-14 | 815 W HASTINGS STREET, Vancouver, BC V6C 1B4 | Electrical Permit | Commercial | Tenant Improvement | Completed | Installation / Repair - Commercial - 1) Demo (including making safe all electrical). 2) Lighting - supply and install as per luminaire schedule 3) Power requirements as per drawings 4) Life Safety - Exits >BP: #600 - 6th Floor (#600 & #630 combined) Interior alterations to combine #600 and #630 (retaining #600) and the demolition of non load-bearing partition walls on the 6th floor (#600) to create a "shell" office space. Scope of work: remove demising wall and all interior partition walls and doors. Energy upgrade exempt: Interior demolition. Separate permit(s) will be required for any tenant improvements to this space. | Sasco Contractors Ltd
EP-2022-00109 | 2022-01-14 | 815 W HASTINGS STREET, Vancouver, BC V6C 1B4 | Electrical Permit | Commercial | Tenant Improvement | Completed | Installation / Repair - Commercial - 1) Demo (including making safe all electrical). 2) Lighting - supply and install as per luminaire schedule 3) Power requirements as per drawings 4) Life Safety - Exits >BP: Interior alterations to the 3rd floor to combine office units #301 and #305 (retaining #305) and return to base building in this existing commercial building. Scope of work: remove demising walls and select interior partition walls and finishes, electrical, plumbing and sprinkler work. Separate permits required for tenant improvements to this space. Building Sprinklered – Separate sprinkler permit required for proposed sprinkler work. OK for Field Review per K. Vogt - Nov 17, 2021 BOMA BESt (Path 1) - No Additional Upgrades Req'd Energy checklist is currently no longer required with your Building Permit (BP) application. Some supporting documents are still required at BP stage, specifically Envelope and HVAC, if applicable. Service Water Heating and Lighting supporting documents, if applicable, must be submitted with your related trades permits (e.g. electrical and plumbing). All energy upgrades will be checked during inspections stage. It is the applicant's responsibility to identify and note all required upgrades including energy upgrades on their BP drawings at BP stage. | Sasco Contractors Ltd
EP-2023-02268 | 2023-03-24 | 837 W HASTINGS STREET, Vancouver, BC V6C 3N9 | Electrical Permit | Commercial | Renovation | Completed | Installation / Repair - Commercial - Lighting -We will be swapping out 44 existing pot lights with new retrofit Led pot lights as well as 6 existing pendant fixtures with 6 new led fixtures. >BP: To provide interior alterations to expand the food and liquor service into the ancillary office to private dining on the 2nd floor of this 2 level Club in this existing mixed use high-rise building. Note: This application is reviewed under VBBL 2019. | Kato Electrical Inc
EP-2022-06754 | 2022-09-06 | 837 W HASTINGS STREET, Vancouver, BC V6C 3N7 | Electrical Permit | Commercial | Tenant Improvement | Issued | Installation / Repair - Commercial - Electrical maintenance on the elevator and Voluntary upgrade of existing fire alarm system as per Bulletin 2018-004-BU/EL Option 1 – C Replace 1 heat in pit with new addressable Smoke. Install new relays for FEO function as required. Reprogramming all detector associated with elevator FEO and verification. Graphic annunciator revisions as required. Replace GFCI in elev pit and Machine room with new GFCI. Replace Lighting with new LED fixtures and light switches as per drawings in Machine room and pit. Replace Elevator main and cab lighting disconnects C/W fuses with new as per drawings. Provide new #6 ground to Ground buss and to disconnect in machine room from main building ground. Provide relays in existing ATS for pre/post transfer signals to the elevator controllers and run new wiring from ATS and machine room as needed. Provide conduit and power to lobby panel for elevators and run phone line from communication room as required. >BP: Elevator Upgrade - Interior alterations to provide elevator upgrades to two (2) residential elevators in the existing mixed-use building (club/office/multiple dwelling/hotel/retail & service) on this site for CSA-B44-07 upgrade as per Bulletin 2018-004-BU/EL Option#3. Scope of work: - Replace addressable smoke/heat detectors. - Connect all detectors to the existing fire alarm system for elevator recall. - Modify existing fire alarm system to allow for elevator recall sequence. - Replace lighting fixtures and receptacles in the machine room and pits. *** Reviewed under the 2019 Vancouver Building By-law (#12511) *** | Sasco Contractors Ltd
EP-2023-09909 | 2023-11-02 | 837 W HASTINGS STREET, Vancouver, BC V6C 3N7 | Electrical Permit | Commercial | NULL | Expired | Special Event - provide temporary electrical distribution for special event "Terminal City Club Member Party" from existing service. | 0880441 BC Ltd
PP-2023-03441 | 2023-10-05 | 837 W HASTINGS STREET, Vancouver, BC V6C 3N7 | Plumbing Permit | Commercial | Addition | Completed | Commercial - Adding two water closet and two vanity sink and one floor drain to new design area requested by owner. >BP: To provide interior alterations to expand the food and liquor service into the ancillary office to private dining on the 2nd floor of this 2 level Club in this existing mixed use high-rise building. Note: This application is reviewed under VBBL 2019. | Seven Mechanical Ltd
EP-2022-09297 | NULL | 837 W HASTINGS STREET, Vancouver, BC V6C 3N7 | Electrical Permit | Commercial | NULL | Application Incomplete | Special Event - 100amp tie in 3phase and 100amp single phase tie in 120/208v and 120/220v distribution | Riviers Electric Services Inc
SP-2022-00822 | 2022-05-25 | 838 W HASTINGS STREET, Vancouver, BC V6C 1C8 | Sprinkler Permit | Commercial | Tenant Improvement | Completed | Commercial - ADD AND RELOCATE 7 SPRINKLER HEADS Interior alterations to provide improvements for an existing office tenant on the 9th floor (#900) of this existing commercial building on this site. Scope of work: remove partition walls, doors, millwork, construct new demountable partition walls, electrical and sprinkler work TENANT: Jameson House Ventures LTD OK for Field Review per K. Vogt March 3, 2022 Building Sprinklered – Separate sprinkler permit required for proposed sprinkler work. E2 - Retrofit Path: 1 @ E2 Energy checklist is currently no longer required with your Building Permit (BP) application. Some supporting documents are still required at BP stage, specifically Envelope and HVAC, if applicable. Service Water Heating and Lighting supporting documents, if applicable, must be submitted with your related trades permits (e.g. electrical and plumbing). All energy upgrades will be checked during inspections stage. It is the applicant’s responsibility to identify and note all required upgrades including energy upgrades on their BP drawings at BP stage. *****This application does not include any of the following: 1. Not more than 20 sprinklers (add, relocate, or remove), 2. hydraulic calculations, 3. change in occupancy and /or hazard classification, 4. warehouse storage arrangements, 5. mobile compact storage arrangements, 6. alternative solutions, 7. changes to the sprinkler system supply piping (e.g. valves, mains, cross-mains, branch-lines, etc.), or 8. flexible sprinkler pipe. | Priority Fire Systems Ltd
EP-2022-06138 | 2022-07-22 | 838 W HASTINGS STREET, Vancouver, BC V6C 1C8 | Electrical Permit | Commercial | Tenant Improvement | Completed | Installation / Repair - Commercial - Tenant Improvement for 9th floor offices. Electrical scope to include supplying and installing electrical branch circuit wiring for receptacles, lighting and Class 2 low voltage data cabling for new offices, furniture partitions, as well as staff kitchen and café. #900 - 9th Floor (Full Floor) Interior alterations to provide improvements for an existing office tenant on the 9th floor (#900) of this existing commercial building on this site. Scope of work: remove partition walls, doors, millwork, construct new demountable partition walls, electrical and sprinkler work TENANT: Jameson House Ventures LTD | Uptime Industrial Inc
EP-2022-06136 | 2022-07-22 | 838 W HASTINGS STREET, Vancouver, BC V6C 1C8 | Electrical Permit | Commercial | Tenant Improvement | Completed | Installation / Repair - Commercial - Tenant Improvement for 10th floor offices. Electrical scope to include supplying and installing electrical branch circuit wiring for receptacles, lighting and Class 2 low voltage data cabling for new offices and furniture partitions. #1002 - 10th Floor (South Portion) Interior alterations to provide improvements for an existing full floor office tenant on the 10th floor (#1002 and re-number the suite to #1000) in this existing commercial building on this site. Scope: remove partition walls, doors, millwork, construct new demountable partition walls, electrical and sprinkler work | Uptime Industrial Inc
PP-2022-03884 | 2022-10-27 | 850 W HASTINGS STREET, Vancouver, BC V6C 1E1 | Plumbing Permit | Commercial | Tenant Improvement | Completed | Commercial - Supply & install plumbing fixtures as per drawing >BP: Interior alterations to provide tenant improvements for a new office tenant on the 10th floor (#1000) of the existing municipally designated Heritage 'A' building. Scope of Work: Remove partition walls, floor finishes, doors & millwork. Construct new partition walls for new offices, boardroom, storage, shower and meeting rooms. New finishes throughout, electrical, plumbing and sprinkler work. TENANT: Multi Land Pacific Holdings Ltd. Building Sprinklered – Separate sprinkler permit required for proposed sprinkler work. E2 - Lighting - Upgrade to incorporate Scheduled Shutoff (per 9.4.1.1.(i) of ASHRAE 90.1-2016) Energy checklist is currently no longer required with your Building Permit (BP) application. Some supporting documents are still required at BP stage, specifically Envelope and HVAC, if applicable. Service Water Heating and Lighting supporting documents, if applicable, must be submitted with your related trades permits (e.g. electrical and plumbing). All energy upgrades will be checked during inspections stage. It is the applicant’s responsibility to identify and note all required upgrades including energy upgrades on their BP drawings at BP stage. Amend: Feb 9th, 2023 On 10th Floor: Please add 1/2" DCVA Backflow Device | SOMATIC HVAC SOLUTIONS LTD
SP-2022-01683 | 2022-12-12 | 850 W HASTINGS STREET, Vancouver, BC V6C 1E1 | Sprinkler Permit | Commercial | Tenant Improvement | Completed | Commercial - For sprinkler system alterations to the 2019 VBBL and NFPA 13, 2013 for the tenant improvements to provide interior alterations for a new office tenant on the 10th floor (#1000) of the existing municipally designated Heritage 'A' building. Scope of Work: Remove partition walls, floor finishes, doors & millwork. Construct new partition walls for new offices, boardroom, storage, shower and meeting rooms. New finishes throughout, electrical, plumbing and sprinkler work. 1. This application does not include any of the following: • Warehouse storage arrangements, or mobile compact storage arrangements. • Changes to the sprinkler system supply piping (e.g. valves, mains, cross-mains, etc.). • Flexible sprinkler pipe. • Information Technology Equipment Rooms (e.g. IT Rooms, LAN Rooms, etc.). • New alternative solutions and/or modifications to existing alternative solutions. • Change in occupancy and/or hazard classification. Engineer of Record: Shoaib Khan 778-968-1945 info@oeng.ca | CENTRE LINE FIRE SPRINKLERS LTD
EP-2022-08463 | 2022-10-07 | 850 W HASTINGS STREET, Vancouver, BC V6C 1E1 | Electrical Permit | Commercial | Tenant Improvement | Completed | Installation / Repair - Commercial - Demo, install customer supplied lights, lighting controls. emergency lighting, low voltage, powered receptacles. >BP: Interior alterations to provide tenant improvements for a new office tenant on the 10th floor (#1000) of the existing municipally designated Heritage 'A' building. Scope of Work: Remove partition walls, floor finishes, doors & millwork. Construct new partition walls for new offices, boardroom, storage, shower and meeting rooms. New finishes throughout, electrical, plumbing and sprinkler work. TENANT: Multi Land Pacific Holdings Ltd. Building Sprinklered – Separate sprinkler permit required for proposed sprinkler work. E2 - Lighting - Upgrade to incorporate Scheduled Shutoff (per 9.4.1.1.(i) of ASHRAE 90.1-2016) Energy checklist is currently no longer required with your Building Permit (BP) application. Some supporting documents are still required at BP stage, specifically Envelope and HVAC, if applicable. Service Water Heating and Lighting supporting documents, if applicable, must be submitted with your related trades permits (e.g. electrical and plumbing). All energy upgrades will be checked during inspections stage. It is the applicant’s responsibility to identify and note all required upgrades including energy upgrades on their BP drawings at BP stage. | Blueline Electrical Services Ltd
EP-2022-10692 | 2022-12-20 | 850 W HASTINGS STREET, Vancouver, BC V6C 1E1 | Electrical Permit | Commercial | Tenant Improvement | Completed | Installation / Repair - Commercial - Re/re 18 2x4 base building lights to new 2x4 led, install 3 ocs switch, install 4 exit signs >BP: #301, #302, #306 - 3rd floor ( #301 demised into #301,#302 & #306) Interior alterations to demise the third floor office unit #301 into three units to be #301, #302 and #306 in this existing commercial building on this site. | Blueline Electrical Services Ltd
EP-2023-00310 | 2023-01-16 | 850 W HASTINGS STREET, Vancouver, BC V6C 1E1 | Electrical Permit | Commercial | NULL | Expired | Annual / Operating - Annual permit for maintenance purposes. RENEWAL FOR EP-2022-00254 VALID JAN 24/2022 TO JAN 23/2023 Jan 24/23- AMEND To change date: Valid Jan 24, 2023 to Jan 23, 2024 | Blueline Electrical Services Ltd
EP-2023-00542 | 2023-01-31 | 850 W HASTINGS STREET, Vancouver, BC V6C 1E1 | Electrical Permit | Commercial | New | Completed | Installation / Repair - Commercial - wiring of boardroom speakers >BP: #1000 - 10th Floor Interior alterations to provide tenant improvements for a new office tenant on the 10th floor (#1000) of the existing municipally designated Heritage 'A' building. Scope of Work: Remove partition walls, floor finishes, doors & millwork. Construct new partition walls for new offices, boardroom, storage, shower and meeting rooms. New finishes throughout, electrical, plumbing and sprinkler work. *REVISION #1 - Nov 3/22 mk - layout changes - increase project value from $250,000.00 to $270,000.00. TENANT: Multi Land Pacific Holdings Ltd. Building Sprinklered – Separate sprinkler permit required for proposed sprinkler work. E2 - Lighting - Upgrade to incorporate Scheduled Shutoff (per 9.4.1.1.(i) of ASHRAE 90.1-2016) | PJS SYSTEMS
EP-2023-07322 | 2023-08-11 | 850 W HASTINGS STREET, Vancouver, BC V6C 1E1 | Electrical Permit | Commercial | Tenant Improvement | Completed | Installation / Repair - Commercial - Install (1) combo exit sign, install (4) occupancy sensor switches, replace existing receptacles to new decora. | Blueline Electrical Services Ltd
EP-2023-07323 | 2023-08-11 | 850 W HASTINGS STREET, Vancouver, BC V6C 1E1 | Electrical Permit | Commercial | Tenant Improvement | Completed | Installation / Repair - Commercial - Replace (8) existing lights to new 2x4 LED fixtures, install (1) combo exit sign, install (2) occupancy sensor switch. | Blueline Electrical Services Ltd
EP-2024-00145 | 2024-01-05 | 850 W HASTINGS STREET, Vancouver, BC V6C 1E1 | Electrical Permit | Commercial | NULL | Issued | Annual / Operating - ANNUAL/OPERATIONAL PERMIT EXPIRED PERMIT EP-2023-00310 Valid January 24th, 2024 until January 25th, 2025 | Blueline Electrical Services Ltd
EP-2022-00254 | 2022-01-14 | 850 W HASTINGS STREET, Vancouver, BC V6C 1E1 | Electrical Permit | Commercial | NULL | Expired | Annual / Operating - Annual permit for maintenance purposes. RENEWAL FOR EP-2021-00170 VALID JAN 14/2022 TO JAN 13/2023 >>>>>>> Amend: Jan. 28th -effective dates should be: January 24, 2022 - January 23, 2023 | Blueline Electrical Services Ltd
EP-2022-03546 | 2022-05-02 | 900 W HASTINGS STREET, Vancouver, BC V6C 1E5 | Electrical Permit | Commercial | NULL | Expired | Annual / Operating - **ANNUAL OPERATING PERMIT** VALID: MAY 13, 2022 TO MAY 12, 2023 RENEWAL OF EP-2021-03281 | Stanislav S Puskas
NULL | NULL | 900 W HASTINGS STREET, Vancouver, BC V6C 1E5 | Electrical Permit | Commercial | Renovation | Withdrawn | Installation / Repair - Commercial - Remove 2X4 fluorescent ceiling fixtures and replace with LED pot lights | Balsam Electric Ltd
SP-2023-02162 | 2023-12-20 | 900 W HASTINGS STREET, Vancouver, BC V6C 1E5 | Sprinkler Permit | Commercial | Tenant Improvement | Issued | Commercial - For sprinkler system alterations to the 2019 VBBL and NFPA 13, 2013 for the tenant improvements to provide interior alterations for an existing office tenant at suite #1000 and #1100 on the 10th and 11th floor of this existing Municipally Designated Heritage C commercial building on this site. Engineer of Record: Tian Cai 604-475-7733 tcsprinkler@gmail.com | Community Fire Prevention Ltd
PP-2023-04276 | 2023-12-08 | 900 W HASTINGS STREET, Vancouver, BC V6C 1E5 | Plumbing Permit | Commercial | Tenant Improvement | Issued | Commercial - Demo of sink and adding new HWT and Sk-1/Faucet >BP: #1000 & #1100 - 10th and 11th Floor Interior alterations to provide improvements for an existing office tenant at suite #1000 and #1100 on the 10th and 11th floor of this existing Municipally Designated Heritage C commercial building on this site. Scope of work: Demolish all partitions, doors for new office layout which includes new lighting, finishes, HVAC, kitchen area modification on the 11th floor to accommodate 2 new offices, electrical, plumbing and sprinkler work. | JQ Mechanical Corporation
EP-2023-10955 | 2023-12-15 | 900 W HASTINGS STREET, Vancouver, BC V6C 1E5 | Electrical Permit | Commercial | Renovation | Issued | Installation / Repair - Commercial - complete renovation for -Interior alterations to provide improvements for an existing office tenant remove all existing wiring, fixtures and devices. Install new wiring fixtures and devices as required. >BP: Interior alterations to provide improvements for an existing office tenant at suite #1000 and #1100 on the 10th and 11th floor of this existing Municipally Designated Heritage C commercial building on this site. Scope of work: Demolish all partitions, doors for new office layout which includes new lighting, finishes, HVAC, kitchen area modification on the 11th floor to accommodate 2 new offices, electrical, plumbing and sprinkler work. TENANT: POMERLAU | Continental Power Services (1987) Ltd
SP-2023-01526 | 2023-08-22 | 900 W HASTINGS STREET, Vancouver, BC V6C 1E5 | Sprinkler Permit | Commercial | Tenant Improvement | Completed | Commercial - Adding and relocating sprinkler heads to suit new room and ceiling layout. >BP: 8th Floor Unit #800 Interior alterations to provide improvements to Unit #800 on the 8th floor of this Health Care Office in this existing building on this site. Scope of work includes removal and addition of walls, new flooring, lighting and electrical work. >> *****This application does not include any of the following: 1. Not more than 20 sprinklers (add, relocate, or remove), 2. hydraulic calculations, 3. change in occupancy and /or hazard classification, 4. warehouse storage arrangements, 5. mobile compact storage arrangements, 6. alternative solutions, 7. changes to the sprinkler system supply piping (e.g. valves, mains, cross-mains, branch-lines, etc.), or 8. flexible sprinkler pipe. | Phaser Fire Protection Ltd
EP-2023-07933 | 2023-08-31 | 900 W HASTINGS STREET, Vancouver, BC V6C 1E5 | Electrical Permit | Commercial | Renovation | Completed | Installation / Repair - Commercial - Replace existing lighting with new LED, install (6x) new receptacles, (3x) new data drops. Replace (6x) exits with running man signs. * Hazardous Materials Assessment cleared Sept 22, RMN >BP: 8th Floor Unit #800 Interior alterations to provide improvements to Unit #800 on the 8th floor of this Health Care Office in this existing building on this site. Scope of work includes removal and addition of walls, new flooring, lighting and electrical work. | Centre Electric Ltd
EP-2023-09611 | 2023-11-03 | 900 W HASTINGS STREET, Vancouver, BC V6C 1E5 | Electrical Permit | Commercial | NULL | Issued | Annual / Operating - Computer Data Centre, Servers, 120/208V circuits primarily. -Annual for a data centre’s operation and maintenance of tenant HUT8. | J A Electric Inc
SP-2022-01408 | 2022-08-31 | 900 W HASTINGS STREET, Vancouver, BC V6C 1E5 | Sprinkler Permit | Commercial | Tenant Improvement | Completed | Commercial - Relocating and deleting heads to suit new wall layout. > Interior alterations to provide tenant improvements for a new office tenant on the 12th floor (#1200) in this Municipally Designated Heritage C commercial building on this site. Scope of work: relocate a partition wall to enlarge reception area. Replace ceiling tiles and flooring in select areas, lighting and electrical work. TENANT: Ink LLP Law Office OK For Field Review for Office TI - May 25, 2022 E2 - Lighting - Upgrade to incorporate Additional Controls for Special Applications (per 9.4.1.3 of ASHRAE 90.1-2016) Energy checklist is currently no longer required with your Building Permit (BP) application. Some supporting documents are still required at BP stage, specifically Envelope and HVAC, if applicable. Service Water Heating and Lighting supporting documents, if applicable, must be submitted with your related trades permits (e.g. electrical and plumbing). All energy upgrades will be checked during inspections stage. It is the applicant's responsibility to identify and note all required upgrades including energy upgrades on their BP drawings at BP stage. *****This application does not include any of the following: 1. Not more than 20 sprinklers (add, relocate, or remove), 2. hydraulic calculations, 3. change in occupancy and /or hazard classification, 4. warehouse storage arrangements, 5. mobile compact storage arrangements, 6. alternative solutions, 7. changes to the sprinkler system supply piping (e.g. valves, mains, cross-mains, branch-lines, etc.), or 8. flexible sprinkler pipe | Phaser Fire Protection Ltd
EP-2022-07343 | 2022-08-31 | 900 W HASTINGS STREET, Vancouver, BC V6C 1E5 | Electrical Permit | Commercial | Tenant Improvement | Completed | Installation / Repair - Commercial - add some plugs and changing all lights to led potlights >BP: Interior alterations to provide tenant improvements for a new office tenant on the 12th floor (#1200) in this Municipally Designated Heritage C commercial building on this site. Scope of work: relocate a partition wall to enlarge reception area. Replace ceiling tiles and flooring in select areas, lighting and electrical work. TENANT: Ink LLP Law Office OK For Field Review for Office TI - May 25, 2022 E2 - Lighting - Upgrade to incorporate Additional Controls for Special Applications (per 9.4.1.3 of ASHRAE 90.1-2016) Energy checklist is currently no longer required with your Building Permit (BP) application. Some supporting documents are still required at BP stage, specifically Envelope and HVAC, if applicable. Service Water Heating and Lighting supporting documents, if applicable, must be submitted with your related trades permits (e.g. electrical and plumbing). All energy upgrades will be checked during inspections stage. It is the applicant's responsibility to identify and note all required upgrades including energy upgrades on their BP drawings at BP stage. | David Stein
EP-2022-07719 | 2022-09-15 | 900 W HASTINGS STREET, Vancouver, BC V6C 1E5 | Electrical Permit | Commercial | Renovation | Completed | Installation / Repair - Commercial - STRUCTURED WIRING, WIFI, DOORBELL SYSTEM, BOARDROOM SYSTEM, TELEPHONE WIRING #1200 - 12th Floor Interior alterations to provide tenant improvements for a new office tenant on the 12th floor (#1200) in this Municipally Designated Heritage C commercial building on this site. Scope of work: relocate a partition wall to enlarge reception area. Replace ceiling tiles and flooring in select areas, lighting and electrical work. TENANT: Ink LLP Law Office | Vancouver Audiospace Home Control Ltd
EP-2023-03404 | 2023-04-19 | 900 W HASTINGS STREET, Vancouver, BC V6C 1E5 | Electrical Permit | Commercial | NULL | Issued | Annual / Operating - **ANNUAL OPERATING PERMIT** -Renewal of: EP-2022-03546 -Valid: MAY 13, 2023 TO MAY 12, 2024 | Stanislav S Puskas
NULL | NULL | 900 W HASTINGS STREET, Vancouver, BC V6C 1E5 | Electrical Permit | Commercial | NULL | Draft | Annual / Operating - d | J A Electric Inc
EP-2023-05422 | 2023-12-11 | 711 W BROADWAY, Vancouver, BC V5Z 3Y2 | Electrical Permit | Commercial | Addition | Issued | Installation / Repair - Commercial - Install 2 30 amp ev chargers and 1 40 amp ev cgrager. Equipment to be installed. • 2 – 208v 30amp EV charger 6240watts each 12480Watts. • 1 – 208v 40amp EV charger. | AMK ELECTRICAL SERVICES LTD
EP-2023-04083 | 2023-05-10 | 718 W BROADWAY, Vancouver, BC | Electrical Permit | Commercial | Tenant Improvement | Completed | Installation / Repair - Commercial - Replacement of Dimmer switch for Occupancy switch to incorporate Automatic Partial OFF (per 9.4.1.1.(g) of ASHRAE 90.1-2016). >BP: Unit #304 - 3rd floor Interior alterations to provide tenant improvements and to change use from office to beauty and wellness on the 3rd floor (#304) in this existing commercial building on this site. Scope of work: Installation of a sink OK for DTI as per Kirat Kang Feb. 10, 2023 Energy upgrade: E2 - Lighting - Upgrade to incorporate Automatic Partial OFF (per 9.4.1.1.(g) of ASHRAE 90.1-2016) | Fortress Electric Ltd
NULL | NULL | 718 W BROADWAY, Vancouver, BC | Electrical Permit | Commercial | Tenant Improvement | Withdrawn | Installation / Repair - Commercial - Energy upgrade: E2 - Lighting - upgrade to incorporate automatic partial off (per 9.4.1.1.(g) of ASHRAE 90.1 2016) | Fortress Electric Ltd
PP-2023-01511 | 2023-04-28 | 718 W BROADWAY, Vancouver, BC | Plumbing Permit | Residential | Addition | Completed | Residential - This is a commercial building getting a regular bar sink installed. <BP: Unit #304 - 3rd floor Interior alterations to provide tenant improvements and to change use from office to beauty and wellness on the 3rd floor (#304) in this existing commercial building on this site. Scope of work: Installation of a sink | AKAL Plumbing & Heating Ltd
EP-2023-03030 | 2023-04-06 | 750 W BROADWAY, Vancouver, BC V5Z 1G8 | Electrical Permit | Commercial | Tenant Improvement | Completed | Installation / Repair - Commercial - RE & RE of Retrofit/Replacement, Like for like exact appliance replacement. Service remained the same, breaker & electrical feed confirmed to be originally sized properly. Equipment will be replaced in the same location as existing the unit. No change in equipment capacity or fuel. WO 159557 | Haakon Industries (Canada) Ltd.
SP-2023-00509 | 2023-05-17 | 750 W BROADWAY, Vancouver, BC V5Z 1G8 | Sprinkler Permit | Commercial | New | Issued | Commercial - For sprinkler system alterations to the 2019 VBBL and NFPA 13, 2013 for the tenant improvements to replace existing copper sprinkler pipe with new steel pipe. Engineer of Record: Dan Wong 778-847-0572 denveng7@gmail.com | Priority Fire Systems Ltd
PP-2023-01086 | 2023-03-31 | 750 W BROADWAY, Vancouver, BC V5Z 1G8 | Plumbing Permit | Commercial | Renovation | Issued | Commercial - Replace Domestic Hot Water Piping Main | KERN BSG MANAGEMENT LTD
EP-2023-02593 | 2023-03-27 | 750 W BROADWAY, Vancouver, BC V5Z 1G8 | Electrical Permit | Commercial | NULL | Issued | Annual / Operating - Maintenance of existing operating electrical equipment. Obtain Annual Permit for all base building work that falls within the annual permit guidelines. | Ino-Tek Electric Ltd.
EP-2023-02886 | 2023-04-06 | 750 W BROADWAY, Vancouver, BC V5Z 1G8 | Electrical Permit | Commercial | Tenant Improvement | Issued | Installation / Repair - Commercial - Re & Re of water source heat pump, Retrofit/Replacement, Like for like exact appliance replacement. Service remained the same, breaker & electrical feed confirmed to be originally sized properly. Equipment will be replaced in the same location as existing the unit. No change in equipment capacity or fuel. WO 158088 | Haakon Industries (Canada) Ltd.
EP-2023-00842 | 2023-02-01 | 750 W BROADWAY, Vancouver, BC V5Z 1G8 | Electrical Permit | Commercial | Tenant Improvement | Completed | Installation / Repair - Commercial - RID: 161223 Installation of 2ton water source heat pump in a commercial ceiling space, connected to an existing building water loop. Service remained the same, breaker & electrical feed confirmed to be originally sized properly. | Haakon Industries (Canada) Ltd.
NULL | NULL | 750 W BROADWAY, Vancouver, BC V5Z 1G8 | Mechanical Permit | NULL | NULL | Withdrawn | NULL | Haakon Industries (Canada) Ltd.
SP-2023-00824 | 2023-06-02 | 750 W BROADWAY, Vancouver, BC V5Z 1G8 | Sprinkler Permit | Commercial | New | Issued | Commercial - For sprinkler system alterations to the 2019 VBBL and NFPA 13, 2013 for the tenant improvements to replace existing copper sprinkler pipe with new steel pipe. Engineer of Record: Dan Wong 778-847-0572 denveng7@gmail.com | Priority Fire Systems Ltd
PP-2023-02038 | 2023-06-08 | 750 W BROADWAY, Vancouver, BC V5Z 1G8 | Plumbing Permit | Commercial | Tenant Improvement | Completed | Commercial - SUITE #1202 - 12TH FLOOR - Plumbing for new showers and bottle filler >BP: #1202 Interior alterations to combine units #1202 and #1204, retaining #1202 and to change the use from Office to Fitness Centre (low occupant load - D occupancy) in this existing commercial building on this site. Fitness Centre on the 8th floor is being relocated to this location on 12th floor. A separate permit to follow when 8th floor is to be renovated. | Mountain View Mechanical Ltd
SP-2023-01022 | 2023-06-08 | 750 W BROADWAY, Vancouver, BC V5Z 1G8 | Sprinkler Permit | Commercial | Tenant Improvement | Completed | Commercial - SUITE #1202 - 12TH FLOOR - Add and relocate sprinkler heads for tenant improvement. >BP: #1202 Interior alterations to combine units #1202 and #1204, retaining #1202 and to change the use from Office to Fitness Centre (low occupant load - D occupancy) in this existing commercial building on this site. Fitness Centre on the 8th floor is being relocated to this location on 12th floor. A separate permit to follow when 8th floor is to be renovated. *****This application does not include any of the following: 1. Not more than 20 sprinklers (add, relocate, or remove), 2. hydraulic calculations, 3. change in occupancy and /or hazard classification, 4. warehouse storage arrangements, 5. mobile compact storage arrangements, 6. alternative solutions, 7. changes to the sprinkler system supply piping (e.g. valves, mains, cross-mains, branch-lines, etc.), or 8. flexible sprinkler pipe. | Priority Fire Systems Ltd
EP-2023-04889 | 2023-06-02 | 750 W BROADWAY, Vancouver, BC V5Z 1G8 | Electrical Permit | Commercial | Renovation | Completed | Installation / Repair - Commercial - Demo as required. Install Master light switch 7-day timer, 11 2x4 LED flat panel LED lights, 2 pot lights (in shower), 1 HWT connection, 6 receptacles. >BP: Interior alterations to combine units #1202 and #1204, retaining #1202 and to change the use from Office to Fitness Centre (low occupant load - D occupancy) in this existing commercial building on this site. Fitness Centre on the 8th floor is being relocated to this location on 12th floor. A separate permit to follow when 8th floor is to be renovated. OK for Field Review per S.Yu on April 4, 2023 Note: A permanent sign, with lettering not less than 50 mm high with a 12 mm stroke, indicating the lesser of the occupant load for the suite or 30 persons, shall be posted in a conspicuous location near the suite’s principal entrance | Ino-Tek Electric Ltd.
PP-2023-02468 | 2023-07-31 | 750 W BROADWAY, Vancouver, BC V5Z 1G8 | Plumbing Permit | Commercial | Tenant Improvement | Completed | Commercial - Demo of existing hot water tank, 2 showers, hand sink and relocation of staff sink. Adding a water closet, lav sink, scrub sink and sterilization sink. >BP: Interior alterations to combine dwelling units #801 & 806 and change of major occupancy from Fitness Centre (A2) to Health care office on the 8th floors of this medical building on this site. Scope of work includes new walls and doors, walls and door removal, electrical, plumbing, and sprinkler. | INVERSE MECHANICAL LTD.
EP-2023-06284 | 2023-07-13 | 750 W BROADWAY, Vancouver, BC V5Z 1G8 | Electrical Permit | Commercial | Renovation | Completed | Installation / Repair - Commercial - Renovation addition to existing dental office, with respect to bonding it will be located within the new patient care area only, sinks, hospital grade receptacles etc. >BP: Interior alterations to combine dwelling units #801 & 806 and change of major occupancy from Fitness Centre (A2) to Health care office on the 8th floors of this medical building on this site. Scope of work includes new walls and doors, walls and door removal, electrical, plumbing, and sprinkler. Ok for field review as per BBR - L.Jayaraman | ATOMIC ELECTRICAL SOLUTIONS LTD.
PP-2022-04531 | NULL | 750 W BROADWAY, Vancouver, BC V5Z 1G8 | Plumbing Permit | Commercial | Renovation | Withdrawn | Commercial - Move a sink Add a sink Rough in and finishing | HOMEGROWN MECHANICAL LTD
EP-2022-09660 | 2022-11-29 | 750 W BROADWAY, Vancouver, BC V5Z 1G8 | Electrical Permit | Commercial | Tenant Improvement | Completed | Installation / Repair - Commercial - RID: 158560 RE & RE of Water Source Heat Pump. Appliance replacement. Service remained the same, breaker & electrical feed confirmed to be originally sized properly. No change in equipment capacity or fuel. | Haakon Industries (Canada) Ltd.
EP-2023-09329 | 2023-10-16 | 750 W BROADWAY, Vancouver, BC V5Z 1G8 | Electrical Permit | Commercial | Tenant Improvement | Completed | Installation / Repair - Commercial - Installation of 10 4” LED color changing pot lights, 4 3” LED color changing pot lights, 1 vacancy sensor, 7 area receptacles, 3 15/20amp separate circuit receptacles at workstations, 1 15/20amp separate circuit receptacle at kitchen counter, 1 15amp separate circuit receptacle for fridge. >BP: Interior alterations to change the use from General Office to Hair Salon in this unit #1309 on the 13th floor of this existing commercial building on this site. | Ino-Tek Electric Ltd.
PP-2023-03670 | 2023-10-18 | 750 W BROADWAY, Vancouver, BC V5Z 1G8 | Plumbing Permit | Commercial | Tenant Improvement | Completed | Commercial - 2 new sink locations >BP: Interior alterations to change the use from General Office to Hair Salon in this unit #1309 on the 13th floor of this existing commercial building on this site. | Mountain View Mechanical Ltd
SP-2023-01510 | 2023-08-18 | 750 W BROADWAY, Vancouver, BC V5Z 1G8 | Sprinkler Permit | Commercial | Tenant Improvement | Completed | Commercial - Add and relocate sprinkler heads for tenant improvement. >BP: Interior alterations to combine dwelling units #801 & 806 and change of major occupancy from Fitness Centre (A2) to Health care office on the 8th floors of this medical building on this site. Scope of work includes new walls and doors, walls and door removal, electrical, plumbing, and sprinkler. | Priority Fire Systems Ltd
EP-2022-04501 | 2022-05-31 | 750 W BROADWAY, Vancouver, BC V5Z 1G8 | Electrical Permit | Commercial | Tenant Improvement | Completed | Installation / Repair - Commercial - RE & RE of heat pump . Retrofit - Like for like exact appliance replacement. Service remained the same, breaker & electrical feed confirmed to be originally sized properly. | Haakon Industries (Canada) Ltd.
PP-2022-01816 | 2022-05-30 | 750 W BROADWAY, Vancouver, BC V5Z 1G8 | Plumbing Permit | Commercial | New | Completed | Commercial - Installation of a 1/2-inch DCVA backflow for a water filter on the 13th floor kitchen | National Hydronics Ltd
EP-2022-01838 | 2022-03-07 | 750 W BROADWAY, Vancouver, BC V5Z 1G8 | Electrical Permit | Commercial | Tenant Improvement | Completed | Installation / Repair - Commercial - Voice and data cabling >BP: Interior alterations to combine units 1301, 1302,1303,1304,1305 and a portion of 1309 for a new office tenant in this existing commercial building on this site. The remaining portion of unit 1309 will become a separate shell office space for a future tenant. Separate building permit(s) will be required for this shell office space. Change of use from Various to General Office (D) Note change of use of units 1305 & 1309 from HCO(D) to General Office (D), Unit 1304 from Manufacturing - Miscellaneous Products (F2) to General Office (D), 1302 from Fitness Class 1 (D) to General Office (D). OK for field review D. Langevin Building Sprinklered, DBI to determine on site if Sprinkler permit required. SP/EP/PP required per DBI. Note: - DBI to determine on site if Schedule B (Structural) required - E2 - Lighting - Upgrade to incorporate Automatic Partial OFF (per 9.4.1.1.(g) of ASHRAE 90.1-2016) Energy checklist is currently no longer required with your Building Permit (BP) application. Some supporting documents are still required at BP stage, specifically Envelope and HVAC, if applicable. Service Water Heating and Lighting supporting documents, if applicable, must be submitted with your related trades permits (e.g. electrical and plumbing). All energy upgrades will be checked during inspections stage. It is the applicant’s responsibility to identify and note all required upgrades including energy upgrades on their BP drawings at BP stage. | 4th Utility Inc
NULL | NULL | 750 W BROADWAY, Vancouver, BC V5Z 1G8 | Plumbing Permit | Commercial | Tenant Improvement | Draft | Commercial | Mountain View Mechanical Ltd
PP-2022-00061 | 2022-01-11 | 750 W BROADWAY, Vancouver, BC V5Z 1G8 | Plumbing Permit | Commercial | Tenant Improvement | Completed | Commercial - New sink and washroom location #1301 - 13th floor Interior alterations to combine units 1301, 1302,1303,1304,1305 and a portion of 1309 for a new office tenant in this existing commercial building on this site. The remaining portion of unit 1309 will become a separate shell office space for a future tenant. | Mountain View Mechanical Ltd
EP-2022-02307 | 2022-04-19 | 777 W BROADWAY, Vancouver, BC V5Z 4J7 | Electrical Permit | Commercial | Renovation | Completed | Installation / Repair - Commercial - Provide dedicated circuits for new lab equipment. Reception desk and general receptacles. Installation of new lighting and emergency lights. Relocate panel in suite. >BP: Interior alterations to validate and to provide tenant improvements for a dental office in Unit 505 on the 5th Floor in this existing commercial building on this site. Scope of Work: millwork, electrical, fixtures, partition walls, and cosmetic work. E2 Upgrade - LED: Upgrade to local controls (per 9.4.1.1 (a) of ASHRAE 90.1-2016) OK for Field Review as per Jeevan Bal - January 24/2022 Note to applicant: The services of a structural engineer may be required, based upon site inspection by the District Building Inspector. A Sprinkler permit may be required, as determined by the District Building Inspector. Energy checklist is currently no longer required with your Building Permit (BP) application. Some supporting documents are still required at BP stage, specifically Envelope and HVAC, if applicable. Service Water Heating and Lighting supporting documents, if applicable, must be submitted with your related Trades permits (e.g. electrical and plumbing). All energy upgrades will be checked during inspections stage. It is the applicant’s responsibility to identify and note all required upgrades including energy upgrades on their BP drawings at BP stage. | KOVAC ELECTRICAL GROUP LTD.
NULL | NULL | 777 W BROADWAY, Vancouver, BC V5Z 4J7 | Electrical Permit | Commercial | Renovation | Withdrawn | Installation / Repair - Commercial - Supply and install new lighting, data and security | Action Electric Ltd
PP-2022-01315 | 2022-04-20 | 777 W BROADWAY, Vancouver, BC V5Z 4J7 | Plumbing Permit | Commercial | Tenant Improvement | Completed | Commercial - UNIT 505 - 5TH FLOOR - *Two compartment sink installation 1. New water (DCW, DHW) line from deleted sink in the compressor room behind will be extended with 3/8 braided hose W/ supply valve 2. 1 1/2" trap arm from the wall will be extended with 1 1/2" cast iron but it will be more than 145 degree therefor, New vent will be connected on the exsisting dry vent above the ceiling tile in the same unit (DWV around 6 meters) # I just attached floor plan for location and uncertified drawing for the better explaination what we would do. 5th Floor - Unit 505 - Interior alterations to validate and to provide tenant improvements for a dental office in Unit 505 on the 5th Floor in this existing commercial building on this site. Scope of Work: millwork, electrical, fixtures, partition walls, and cosmetic work. | AQUASTATIC MECHANICAL LTD
PP-2022-01348 | 2022-05-26 | 777 W BROADWAY, Vancouver, BC V5Z 4J7 | Plumbing Permit | Commercial | Tenant Improvement | Completed | Commercial - Install new sink and demo services >BP: #400 - 4th floor Interior alterations to combine office units #401 and #405 into one unit to be #400 and provide improvement to become a full floor office tenant in this existing commercial building on this site. Scope of work: demo demising wall, partition walls, doors, ceiling and construct new partition walls, doors, ceiling, millwork, finishes for new floor plan. Electrical and sprinklers to suit. REVISION #1: to provide for the addition of a hand hygiene sink next to the nourishment counter to meet infection control and to increase the project value from $92,500.00 to $95,500.00. New Mechanical and Plumbing Schedule B submitted by Jason Le, P.Eng., ph: 604-200-9087. May 9, 2022 mlh TENANT: Provincial Health Services Authority Letters of Assurance submitted by: Schedule A and Architectural Schedule B, Patrick Yue, Architect, ph: 778-688-7317 Mechanical Schedule B, Jason Le, P.Eng., ph: 604-200-9087 Electrical Schedule B, Gary Yeung, P.Eng., ph: 604-605-4974 OK For Field Review per K. Vogt - Feb 7/22 E2 upgrade: Lighting - #1) Upgrade to Local Control (per 9.4.1.1 (a) of ASHRAE 90.1-2016) Energy checklist is currently no longer required with your Building Permit (BP) application. Some supporting documents are still required at BP stage, specifically Envelope and HVAC, if applicable. Service Water Heating and Lighting supporting documents, if applicable, must be submitted with your related trades permits (e.g. electrical and plumbing). All energy upgrades will be checked during inspections stage. It is the applicant’s responsibility to identify and note all required upgrades including energy upgrades on their BP drawings at BP stage. | JQ Mechanical Corporation
NULL | NULL | 777 W BROADWAY, Vancouver, BC V5Z 4J7 | Electrical Permit | Commercial | Renovation | Withdrawn | Installation / Repair - Commercial - Supply and install new fire alarm, lighting, controls, communications and security | Action Electric Ltd
EP-2022-03502 | 2022-05-05 | 777 W BROADWAY, Vancouver, BC V5Z 4J7 | Electrical Permit | Commercial | Renovation | Completed | Installation / Repair - Commercial - supply and install new lighting, fire alarm and communications -We will be supplying and installing 6 new FA speakers and boxes. Verification will then be completed. >BP: #400 - 4th floor Interior alterations to combine office units #401 and #405 into one unit to be #400 and provide improvement to become a full floor office tenant in this existing commercial building on this site. Scope of work: demo demising wall, partition walls, doors, ceiling and construct new partition walls, doors, ceiling, millwork, finishes for new floor plan. Electrical and sprinklers to suit. E2 upgrade: Lighting - #1) Upgrade to Local Control (per 9.4.1.1 (a) of ASHRAE 90.1-2016) TENANT: Provincial Health Services Authority | Action Electric Ltd
SP-2022-00714 | 2022-07-15 | 777 W BROADWAY, Vancouver, BC V5Z 4J7 | Sprinkler Permit | Commercial | Tenant Improvement | Completed | Commercial - For sprinkler system alterations to the 2019 VBBL and NFPA 13, 2013 for the tenant improvements to provide interior alterations to combine office units #401 and #405 into one unit to be #400 and provide improvement to become a full floor office tenant in this existing commercial building on this site. This application does not include any of the following: • Warehouse storage arrangements, or mobile compact storage arrangements. • Changes to the sprinkler system supply piping (e.g. valves, mains, cross-mains, etc.). • New alternative solutions and/or modifications to existing alternative solutions. • Change in occupancy and/or hazard classification. Notes: 1. Fire suppression system engineer Yadim Amador Castillo of NWSC. T: 778 707 6797 E: yadim@nwsprinkler.com 2. One set of approved drawings and permit to be available for viewing at the jobsite. Flexible Sprinkler Pipe (Tenant Improvement Area) - Automatic sprinkler system has been designed for the use of Victaulic AH2 flexible sprinkler drops with 1/2" outlets, up to 48" in length with a maximum of 8 bends with a 2" 90 degree bend radius for use with standard coverage pendent sprinklers as noted on the sprinkler system shop drawings in the tenant improvement area only. | Viking Fire Protection Inc
SP-2022-00710 | 2022-05-09 | 777 W BROADWAY, Vancouver, BC V5Z 4J7 | Sprinkler Permit | Commercial | Tenant Improvement | Completed | Commercial - 2 RELOCATE SPRINKLER HEADS 5th Floor - Unit 505 - Interior alterations to validate and to provide tenant improvements for a dental office in Unit 505 on the 5th Floor in this existing commercial building on this site. Scope of Work: millwork, electrical, fixtures, partition walls, and cosmetic work. *****This application does not include any of the following: 1. Not more than 20 sprinklers (add, relocate, or remove), 2. hydraulic calculations, 3. change in occupancy and /or hazard classification, 4. warehouse storage arrangements, 5. mobile compact storage arrangements, 6. alternative solutions, 7. changes to the sprinkler system supply piping (e.g. valves, mains, cross-mains, branch-lines, etc.), or 8. flexible sprinkler pipe. | Priority Fire Systems Ltd
PP-2022-03345 | 2022-09-22 | 777 W BROADWAY, Vancouver, BC V5Z 4J7 | Plumbing Permit | Commercial | Tenant Improvement | Completed | Commercial - Two 1/2 inch RP installation one for 3D printer the other one for water jet | AQUASTATIC MECHANICAL LTD
EP-2022-05282 | 2022-06-27 | 777 W BROADWAY, Vancouver, BC V5Z 4J7 | Electrical Permit | Commercial | Renovation | Completed | Installation / Repair - Commercial - Communications and Security cabling and Security devices installation- 1 new mag lock, one existing mag lock >BP: Interior alterations to combine office units #401 and #405 into one unit to be #400 and provide improvement to become a full floor office tenant in this existing commercial building on this site. Scope of work: demo demising wall, partition walls, doors, ceiling and construct new partition walls, doors, ceiling, millwork, finishes for new floor plan. Electrical and sprinklers to suit. REVISION #1: to provide for the addition of a hand hygiene sink next to the nourishment counter to meet infection control and to increase the project value from $92,500.00 to $95,500.00. New Mechanical and Plumbing Schedule B submitted by Jason Le, P.Eng., ph: 604-200-9087. May 9, 2022 mlh TENANT: Provincial Health Services Authority Letters of Assurance submitted by: Schedule A and Architectural Schedule B, Patrick Yue, Architect, ph: 778-688-7317 Mechanical Schedule B, Jason Le, P.Eng., ph: 604-200-9087 Electrical Schedule B, Gary Yeung, P.Eng., ph: 604-605-4974 OK For Field Review per K. Vogt - Feb 7/22 E2 upgrade: Lighting - #1) Upgrade to Local Control (per 9.4.1.1 (a) of ASHRAE 90.1-2016) Energy checklist is currently no longer required with your Building Permit (BP) application. Some supporting documents are still required at BP stage, specifically Envelope and HVAC, if applicable. Service Water Heating and Lighting supporting documents, if applicable, must be submitted with your related trades permits (e.g. electrical and plumbing). All energy upgrades will be checked during inspections stage. It is the applicant’s responsibility to identify and note all required upgrades including energy upgrades on their BP drawings at BP stage. | PALADIN TECHNOLOGIES INC
EP-2022-05794 | 2022-07-11 | 777 W BROADWAY, Vancouver, BC V5Z 4J7 | Electrical Permit | Commercial | Tenant Improvement | Completed | Installation / Repair - Commercial - Extra low voltage wiring, Run and terminate DATA, Phone lines >BP: Interior alterations to validate and to provide tenant improvements for a dental office in Unit 505 on the 5th Floor in this existing commercial building on this site. Scope of Work: millwork, electrical, fixtures, partition walls, and cosmetic work. E2 Upgrade - LED: Upgrade to local controls (per 9.4.1.1 (a) of ASHRAE 90.1-2016) OK for Field Review as per Jeevan Bal - January 24/2022 Note to applicant: The services of a structural engineer may be required, based upon site inspection by the District Building Inspector. A Sprinkler permit may be required, as determined by the District Building Inspector. Energy checklist is currently no longer required with your Building Permit (BP) application. Some supporting documents are still required at BP stage, specifically Envelope and HVAC, if applicable. Service Water Heating and Lighting supporting documents, if applicable, must be submitted with your related Trades permits (e.g. electrical and plumbing). All energy upgrades will be checked during inspections stage. It is the applicant’s responsibility to identify and note all required upgrades including energy upgrades on their BP drawings at BP stage. | Shanai Enterprise Inc
PP-2023-00635 | 2023-02-23 | 777 W BROADWAY, Vancouver, BC V5Z 4J7 | Plumbing Permit | Commercial | Tenant Improvement | Completed | Commercial - Rough in of laundry and sink. This will include running new cast iron drainage and water lines. >BP: Interior alterations and change of use from general office to health care office to provide improvements for a new tenant at unit 900 on the 9th floor of this commercial building on this site. Scope of work: Relocating existing light fixtures and new new partition wall, door and glazing partition, interior finishes, electrical & communication, and plumbing fixtures. | Maple Ridge Mechanical Ltd
EP-2023-02210 | 2023-03-15 | 777 W BROADWAY, Vancouver, BC V5Z 4J7 | Electrical Permit | Commercial | Tenant Improvement | Completed | Installation / Repair - Commercial - 1. INSTALL ONE 60a 3P subpanel. 2. install 74 4" led pot lights and two 2by 4 led panel lights, take off 35 old fluorescent troffer lights 3. install 4 exit signs and an emergency combo 4. install 11 hospital-grade receptacles ( three circuits) in 11 treatment rooms and cover old receptacles in the treatment room 5. install two 20A countertop receptacles, one dishwasher, and one fridge. >BP: Interior alterations and change of use from general office to health care office to provide improvements for a new tenant at unit 900 on the 9th floor of this commercial building on this site. Scope of work: Relocating existing light fixtures and new new partition wall, door and glazing partition, interior finishes, electrical & communication, and plumbing fixtures. E2 Upgrade: Lighting - Upgrade to incorporate automatic full off (Per 9.4.1.1(h) of ASHRAE 90.1-2016) Sch B (Struct): Yongkang Deng #40277, 604-505-6816, D&B Engineering Inc. | UNION BRIGHT ELECTRIC LTD.
EP-2023-03560 | 2023-04-25 | 805 W BROADWAY, Vancouver, BC V5Z 1K1 | Electrical Permit | Commercial | Renovation | Completed | Installation / Repair - Commercial - Extra Low Voltage, Data, Telphone, Audio, Security Camera. >BP: Interior alterations and a change of use from Financial Institution to General Office - Real Estate to provide improvements for a new tenant at #101 on the ground floor of this commercial building on this site. New Tenant: Transca OK for Field Review per W.Wong Note: - Energy Upgrade: E2 - HVAC - Clean and Balance all Air Systems (per 6.7.2.3.2 of ASHRAE 90.1-2016). - This building is sprinklered. DBI to determine on site if a separate sprinkler permit is required. - Schedule A & B, Architectural, Sanaz Mani, Architect, 778-862-7093. - Schedule B, Structural, Zhi Yi You, P.Eng, 778-302-2155. - Schedule B, Mechanical & Plumbing, Recep Ahmet Ozata, P.Eng, 604-684-5995. - Schedule B, Electrical, Bruce I. Campbell, P.Eng, 604-926-3251. Storefront glazing is to remain clear and unobstructed. No translucent or opaque film, artwork, posters, shelving, display case, curtains or similar elements are to be installed on or directly outside or inside of the approved glazing. | SECUTECH DEVELOPMENT LTD.
PP-2023-00636 | 2023-02-23 | 805 W BROADWAY, Vancouver, BC V5Z 1K1 | Plumbing Permit | Commercial | Tenant Improvement | Completed | Commercial - Install DWV / Water Pipe, hand wash sinks >BP: #1403 - 14th Floor (combining #1403 & #1401) Interior alterations to provide improvements for a new dental office tenant on the 14th floor AND to combine unit #1403 & #1401 (retaining #1403) of this existing commercial building on this site. Scope of work: Remove a portion of the demising wall to create an opening, remove existing partition walls, doors, flooring, t-bar ceiling, baseboard, millwork, electrical and plumbing work. | Pine Mechanical Ltd.
EP-2023-01924 | 2023-03-08 | 805 W BROADWAY, Vancouver, BC V5Z 1K1 | Electrical Permit | Commercial | Tenant Improvement | Completed | Installation / Repair - Commercial - Supply and install electrical power, lighting and data for dental office expansion. Supply and install new 60amp Sub Panel in new space. We are installing a 60 amp sub panel into the suite which will feed out of the existing 200 amp panel. >BP: #1403 - 14th Floor (combining #1403 & #1401) Interior alterations to provide improvements for a new dental office tenant on the 14th floor AND to combine unit #1403 & #1401 (retaining #1403) of this existing commercial building on this site. Scope of work: Remove a portion of the demising wall to create an opening, remove existing partition walls, doors, flooring, t-bar ceiling, baseboard, millwork, electrical and plumbing work. TENANT: Dr Jonathan Ng Inc Building not sprinklered - No sprinkler inspection or permit required E2 - Upgrade to incorporate Automatic Full OFF (per 9.4.1.1.(h) of ASHRAE 90.1-2016) Energy checklist is currently no longer required with your Building Permit (BP) application. Some supporting documents are still required at BP stage, specifically Envelope and HVAC, if applicable. Service Water Heating and Lighting supporting documents, if applicable, must be submitted with your related trades permits (e.g. electrical and plumbing). All energy upgrades will be checked during inspections stage. It is the applicant’s responsibility to identify and note all required upgrades including energy upgrades on their BP drawings at BP stage. | Priority Electric LTD.
EP-2023-04062 | 2023-05-09 | 805 W BROADWAY, Vancouver, BC V5Z 1K1 | Electrical Permit | Commercial | NULL | Issued | Annual / Operating - Annual Electrical Permit VALID: May 11, 2023 to May 10, 2024 Renewal of EP-2022-04284 | Corporate Electric Limited
EP-2023-04333 | 2023-06-01 | 805 W BROADWAY, Vancouver, BC V5Z 1K1 | Electrical Permit | Commercial | NULL | Issued | Annual / Operating - Maintenance of existing operating electrical equipment. TO CONTINUE Annual operating STARTED BY OTHERS (EP-2023-04062) | Sasco Contractors Ltd
NULL | NULL | 805 W BROADWAY, Vancouver, BC V5Z 1K1 | Electrical Permit | Commercial | NULL | Draft | Annual / Operating - Annual Operating Permit | Sasco Contractors Ltd
EP-2022-05100 | 2022-06-16 | 805 W BROADWAY, Vancouver, BC V5Z 1K1 | Electrical Permit | Commercial | Addition | Completed | Installation / Repair - Commercial - Run Fire Alarm wire to connect (2) old Pull Station locations to addressable loop in unit 102 | Sasco Contractors Ltd
EP-2022-05214 | 2022-06-28 | 805 W BROADWAY, Vancouver, BC V5Z 1K1 | Electrical Permit | Commercial | Tenant Improvement | Completed | Installation / Repair - Commercial - Replacing existing 347V fluorescent fixtures with 347V LED pot lights. Bypassing ballast, and connecting direct to LED driver. 6 Lights retrofitted in Office | MJR Electric Ltd
EP-2022-06044 | NULL | 805 W BROADWAY, Vancouver, BC V5Z 1K1 | Electrical Permit | Commercial | NULL | Withdrawn | Annual / Operating - Annual Operating Permit | Sasco Contractors Ltd
EP-2022-09342 | 2022-11-03 | 805 W BROADWAY, Vancouver, BC V5Z 1K1 | Electrical Permit | Commercial | Tenant Improvement | Completed | Installation / Repair - Commercial - Disconnecting existing wiring .And install new light for temporary sale centre >BP: Interior alterations and a change of use from Financial Institution to General Office - Real Estate to provide improvements for a new tenant at #101 on the ground floor of this commercial building on this site. New Tenant: Transca OK for Field Review per W.Wong Note: - Energy Upgrade: E2 - HVAC - Clean and Balance all Air Systems (per 6.7.2.3.2 of ASHRAE 90.1-2016). - This building is sprinklered. DBI to determine on site if a separate sprinkler permit is required. - Schedule A & B, Architectural, Sanaz Mani, Architect, 778-862-7093. - Schedule B, Structural, Zhi Yi You, P.Eng, 778-302-2155. - Schedule B, Mechanical & Plumbing, Recep Ahmet Ozata, P.Eng, 604-684-5995. - Schedule B, Electrical, Bruce I. Campbell, P.Eng, 604-926-3251. Storefront glazing is to remain clear and unobstructed. No translucent or opaque film, artwork, posters, shelving, display case, curtains or similar elements are to be installed on or directly outside or inside of the approved glazing. | CROWN ELECTRICAL CONTRACTOR LTD
EP-2022-09966 | 2022-12-07 | 805 W BROADWAY, Vancouver, BC V5Z 1K1 | Electrical Permit | Commercial | Renovation | Completed | Installation / Repair - Commercial - Emergency Generator Upgrade. Supply and install equipment and materials to support a new generator to supply emergency and life safety circuits as an upgrade to the existing electrical infrastructure of this building. >BP: Interior alteration to modify parking level-P1 to P4 in this existing high rise commercial/office building. The scope of work includes: 1. To remove one loading space and create new emergency generator room and parkade exhaust room on parking level P1 2. provide 2 new H/C accessible parking spaces on parking level P2 3. Modify existing electrical room, add new electrical room, and utility room on parking level P3 4. Provide storage, security, and utility room in parking level-P4. Included in the scope of the renovation work is the installation of the emergency generator and related electrical panels and field devices through out the building for connection to the new emergency power system. Note: Permit is reviewed for compliance with VBBL 2019. | Mott Electric General Partnership
PP-2023-03790 | 2023-11-02 | 805 W BROADWAY, Vancouver, BC V5Z 1K1 | Plumbing Permit | Commercial | Tenant Improvement | Issued | Commercial - SUITE #301 - Supply & install sinks and piping to clothes washer >BP: #301 Interior alterations to renovate this existing Miscellaneous Products Manufacturing - Class B space (Dental Laboratory) in this unit #301 on the 3rd floor of this existing commercial building. | Pine Mechanical Ltd.
EP-2023-10276 | 2023-12-04 | 805 W BROADWAY, Vancouver, BC V5Z 1K1 | Electrical Permit | Commercial | Renovation | Issued | Installation / Repair - Commercial - -Roughing in a dentist office space with new lights and new plugs for equipment. Also wiring in a new 60 amp 3 phase panel. Also roughing in all low votlage cat5e for telephone and cat6e for networking -New panel is being fed from house panel in electrical room closet on floor 3 (3 pole 60 amp breaker was in main panel in electrical room closet on floor 3 already and was feeding space we are working in. Previous tenants removed panel and so we just added a new 60 amp 3 pole breaker that should of been in there when we started) *The installation of electrical wiring and equipment within the patient care areas of health care facility must meet the relevant Rules of Section 24 of the CE Code >BP: #301 Interior alterations to renovate this existing Miscellaneous Products Manufacturing - Class B space (Dental Laboratory) in this unit #301 on the 3rd floor of this existing commercial building. DBI to confirm if structural engineer is required. | Lowen Electric Ltd
PP-2024-00059 | 2024-01-10 | 805 W BROADWAY, Vancouver, BC V5Z 1K1 | Plumbing Permit | Commercial | Renovation | Completed | Commercial - add a new dishwasher in the basement | JPRO PLUMBING & HEATING LTD.
EP-2022-04284 | 2022-05-24 | 805 W BROADWAY, Vancouver, BC V5Z 1K1 | Electrical Permit | Commercial | NULL | Expired | Annual / Operating - Annual Electrical Permit VALID: May 11, 2022 to May 10, 2023 EP-2021-03687: Expired (Annual / Operating) | Corporate Electric Limited
PP-2022-02531 | 2022-07-19 | 833 W BROADWAY, Vancouver, BC V5Z 1J9 | Plumbing Permit | Commercial | Tenant Improvement | Completed | Commercial - Install 100 feet of 4" sanitary drainage | Urban Plumbing & Heating Ltd
PP-2022-02399 | NULL | 833 W BROADWAY, Vancouver, BC V5Z 1J9 | Plumbing Permit | Commercial | Tenant Improvement | Withdrawn | Commercial - Replace 70 feet of 4" cast iron sanitary drainage | Urban Plumbing & Heating Ltd
PP-2022-01170 | 2022-04-06 | 950 W BROADWAY, Vancouver, BC V5Z 1K7 | Plumbing Permit | Commercial | Renovation | Completed | Commercial - UNIT #107 - Cap the water line and drainage line for the system sink. Suite #107 - 1st Floor Change of use from Retail Store to Fitness Centre - Class 1 and interior alterations to provide improvements for Fitness Centre tenant (Major Occupancy Group D) in unit #107 in this existing commercial building. Scope of work includes capping off existing laundry tub. | Chi Yu Chao
EP-2022-02117 | 2022-03-17 | 950 W BROADWAY, Vancouver, BC V5Z 1K7 | Electrical Permit | Commercial | Addition | Completed | Installation / Repair - Commercial - Replace the existing EXIT signs and Emergency Lights, Add new EXIT signs and Emergency Lights >BP: Suite #107 - 1st Floor Change of use from Retail Store to Fitness Centre - Class 1 and interior alterations to provide improvements for Fitness Centre tenant (Major Occupancy Group D) in unit #107 in this existing commercial building. Scope of work includes capping off existing laundry tub. The number of persons in the suite should not exceed 30 at all times. OK for field review as per Eun Jeon and Lalitha Jayaraman, January 25, 2022 Note: 1. No Development Permit (DP) is required for change of use as Fitness Centre is outright use in C-3A and no parking changes in Central Broadway as per Eun Jeon, January 25, 2022. Processed through CRC. | Bigsave Electrical Supply Inc.
EP-2023-06916 | 2023-07-31 | 950 W BROADWAY, Vancouver, BC V5Z 1K7 | Electrical Permit | Commercial | Tenant Improvement | Completed | Installation / Repair - Commercial - Move a branch circuit and added two outlets for POS and TV. >BP: #102 Interior alteration to change the use from General Office to Cannabis Store in this unit #102 on the main floor of this existing commercial space on this site. Scope of work includes interior wall changes. New Tenant: Team Cannabis Related to DP-2022-00572 which is time limited for a period expiring February 14, 2024. | Expert Electric Ltd
EP-2023-07731 | 2023-08-25 | 950 W BROADWAY, Vancouver, BC V5Z 1K7 | Electrical Permit | Commercial | Tenant Improvement | Completed | Installation / Repair - Commercial - Installation of a wireless security alarm. >BP: #102 Interior alteration to change the use from General Office to Cannabis Store in this unit #102 on the main floor of this existing commercial space on this site. Scope of work includes interior wall changes. New Tenant: Team Cannabis | Installteam Electronic Contractors Inc
PP-2022-00737 | NULL | 402 W PENDER STREET, Vancouver, BC V6B 1T6 | Plumbing Permit | Commercial | Tenant Improvement | Withdrawn | Commercial - Removing old plumbing fixtures and installing new fixtures. Minor bit of water pipe work to accommodate new fixtures. | Tino Mechanical Ltd
SP-2022-00491 | 2022-04-06 | 402 W PENDER STREET, Vancouver, BC V6B 1T6 | Sprinkler Permit | Commercial | Tenant Improvement | Completed | Commercial - relocate and add sprinkler heads >BP: Repair and upgrading of all washrooms on the second to eighth floor in this existing multi-tenant office building (Group D), including a reduction of a total of 4 water closets. Building Review Branch Notes: - Maximum Occupant Load is 350 persons for the entire building. Proposed 6 male, 6 female water closets and one universal toilet room (on the second floor) in the common area, excluding washrooms within main floor tenant space. - Contractor shall have a valid business license. | Viking Fire Protection Inc
PP-2023-02865 | 2023-08-14 | 402 W PENDER STREET, Vancouver, BC V6B 1T6 | Plumbing Permit | Commercial | Tenant Improvement | Completed | Commercial - - Install sink in room for tattoo shop >BP: Unit #711 & #712 Interior alterations to expand unit #711 into unit #712 by adding an opening and change of use to Similar to Beauty and Wellness Centre (Tattoo Studio) in this existing commercial building. | Holland Plumbing Services Inc
EP-2023-09875 | 2023-11-10 | 402 W PENDER STREET, Vancouver, BC V6B 1T6 | Electrical Permit | Commercial | Tenant Improvement | Completed | Installation / Repair - Commercial - Demo 4 existing light fixtures, Install 4 new 2x4 light fixtures and switches. Install Emergency lighting. >BP: Interior alterations to provide improvements to this existing office for a new office tenant on the 5th floor (#509) of this existing Vancouver Heritage B designated commercial building. Scope of work: Remove the existing sliding door and infill the wall. Remove/replace damaged ceiling tiles, remove partial wall for new door opening and new roller blind shades. Building Sprinklered – Building inspector to determine on site if a separate sprinkler permit is required. Energy checklist is currently no longer required with your Building Permit (BP) application. Some supporting documents are still required at BP stage, specifically Envelope and HVAC, if applicable. Service Water Heating and Lighting supporting documents, if applicable, must be submitted with your related trades permits (e.g. electrical and plumbing). | Priority Electric LTD.
SP-2024-00009 | NULL | 402 W PENDER STREET, Vancouver, BC V6B 1T6 | Sprinkler Permit | Commercial | Tenant Improvement | Application Incomplete | Commercial - 1 new head added and 2 pendant changed to upright | BLACK TUSK FIRE & SECURITY
PP-2023-02590 | 2023-07-26 | 402 W PENDER STREET, Vancouver, BC V6B 1T6 | Plumbing Permit | Commercial | Tenant Improvement | Completed | Commercial - kitchen sink install **No Building alterations or Building work otherwise a BP will be required | Holland Plumbing Services Inc
EP-2023-02271 | 2023-03-16 | 402 W PENDER STREET, Vancouver, BC V6B 1T6 | Electrical Permit | Commercial | NULL | Expired | Movie Set / Filming - To allow for Movie Set/Filming Applicant shall provide completed Contractor Declaration form, and dates of filming and associated location(s) to csinspection.clerks@vancouver.ca prior to the commencement of filming. Visit vancouver.ca/inspections for more details. | Circle Productions Ltd
EP-2023-03774 | 2023-05-02 | 415 W PENDER STREET, Vancouver, BC V6B 1V2 | Electrical Permit | Commercial | NULL | Issued | Annual / Operating - Misc electrical work throughout Renewal of EP-2022-03627 Valid: May 4, 2023 to May 3, 2024 | Mott Electric General Partnership
EP-2022-05996 | 2022-07-21 | 415 W PENDER STREET, Vancouver, BC V6B 1V2 | Electrical Permit | Commercial | Renovation | Completed | Installation / Repair - Commercial - Renovation of vestibule for patio access >BP: Voluntary energy upgrade to provide a new entry vestibule on the exterior patio of the first floor entrance at Homer Street for this existing intermediate care/special needs residential facility building on this site | Protech Electric
EP-2023-00164 | 2023-01-11 | 415 W PENDER STREET, Vancouver, BC V6B 1V2 | Electrical Permit | Commercial | Renovation | Completed | Installation / Repair - Commercial - Installation of Nurse Call system. >BP: Voluntary energy upgrade to provide a new entry vestibule on the exterior patio of the first floor entrance at Homer Street for this existing intermediate care/special needs residential facility building on this site | Logical Solutions Ltd
EP-2022-03244 | 2022-06-14 | 415 W PENDER STREET, Vancouver, BC V6B 1V2 | Electrical Permit | Commercial | Renovation | Completed | Installation / Repair - Commercial - Replacement of feeder cable, disconnect switch and capacitor bank for chiller upgrade. - This project does not affect the service. The scope is to replace existing equipment that reached end of life to a new one with similar characteristics. No additional load to the system >BP: Exterior alterations to replace a condensing unit and metal screen on this existing Seniors Supportive/Assisted Housing building on this site. OK for DB as per David - August 16, 2021 OK for field review as per Rosa Astorino August 16, 2021 letter of assurance provided by: Schedule A & Schedule B (Mechanical): peter Kuo, P.Eng., 604-689-1915 schedule B (Structural): Farya Pirbazari, P.Eng, 604-618-2962 | Ainsworth Inc
EP-2022-03627 | 2022-05-04 | 415 W PENDER STREET, Vancouver, BC V6B 1V2 | Electrical Permit | Commercial | NULL | Expired | Annual / Operating - Misc electrical work throughout | Mott Electric General Partnership
SP-2022-00652 | 2022-05-02 | 415 W PENDER STREET, Vancouver, BC V6B 1V2 | Sprinkler Permit | Residential | Renovation | Completed | Residential - relocate 1 sprinkler head t accomadate relocated radiant panel Voluntary energy upgrade to provide a new entry vestibule on the exterior patio of the first floor entrance at Homer Street for this existing intermediate care/special needs residential facility building on this site *****This application does not include any of the following: 1. Not more than 20 sprinklers (add, relocate, or remove), 2. hydraulic calculations, 3. change in occupancy and /or hazard classification, 4. warehouse storage arrangements, 5. mobile compact storage arrangements, 6. alternative solutions, 7. changes to the sprinkler system supply piping (e.g. valves, mains, cross-mains, branch-lines, etc.), or 8. flexible sprinkler pipe. | Five Star Fire Protection Ltd
EP-2022-08960 | 2022-11-23 | 435 W PENDER STREET, Vancouver, BC V6B 1V2 | Electrical Permit | Commercial | Renovation | Completed | Installation / Repair - Commercial - Replacement of Fire Alarm Control Panel, remote annunciator and associated devices. | Nightingale Electric Ltd
EP-2023-03025 | 2023-04-06 | 2655 WATERLOO STREET, Vancouver, BC V6R 3H8 | Electrical Permit | Residential | Addition | Completed | Installation / Repair - Residential - Rough in and complete Security alarm, structured wiring. >BP: Exterior addition to add a two car garage for this existing one family dwelling with lane site. Ok for field review as per Kirat Kang - May 3, 2022 Schedule B Structural & Geotechnical (permanent & temp) - Henry S.N. Hsu - 604-322-7158, formosa1994@gmail.com Schedule A & B Architectural - David Eaton - 604-608-0161, david@eatonarchitect.ca Notes: - Roof drainage to the satisfaction of the DBI. - Where parking spaces are provided for dwelling uses, an energized outlet capable of providing Level 2 charging or higher must be installed in each parking space, excluding visitor parking spaces. | Total Security & Automation Inc.
EP-2023-01123 | 2023-02-09 | 2655 WATERLOO STREET, Vancouver, BC V6R 3H8 | Electrical Permit | Residential | Addition | Completed | Installation / Repair - Residential - Service upgrade >Exterior addition to add a two car garage for this existing one family dwelling with lane site. Ok for field review as per Kirat Kang - May 3, 2022 Schedule B Structural & Geotechnical (permanent & temp) - Henry S.N. Hsu - 604-322-7158, formosa1994@gmail.com Schedule A & B Architectural - David Eaton - 604-608-0161, david@eatonarchitect.ca Notes: - Roof drainage to the satisfaction of the DBI. - Where parking spaces are provided for dwelling uses, an energized outlet capable of providing Level 2 charging or higher must be installed in each parking space, excluding visitor parking spaces. | Mandip Mroke
EP-2023-06169 | 2023-07-13 | 2658 WATERLOO STREET, Vancouver, BC V6R 3H7 | Electrical Permit | Residential | New | Issued | Temporary Power - Residential - To provide temporary power. NOTE: Work authorized by this permit is for placement of a temporary power pole only and does not authorize any site construction and/or excavation. A separate Building Permit will be required prior to commencement of any other work on this site. | A1 Cheema Electrical Ltd
PP-2023-01804 | 2023-05-24 | 1788 W GEORGIA STREET, Vancouver, BC V6G 2V7 | Plumbing Permit | Commercial | New | Completed | Commercial - Installation of a DCVA on the potable water supply for premises isolation as per City of Vancouver accordance letter of April 12, 2023. CROSS CONNECTION LTR UPLOADED | Xpert Mechanical
GP-2022-00922 | 2022-03-24 | 419 W KING EDWARD AVENUE, Vancouver, BC V5Y 2J3 | Gas Permit | Residential | Tenant Improvement | Completed | Residential - re re boiler | Panorama Plumbing Heating and Gas Services
EP-2022-02578 | 2022-04-01 | 375 WATER STREET, Vancouver, BC V6B 5C6 | Electrical Permit | Commercial | Renovation | Completed | Installation / Repair - Commercial - Combining of Level 4 office units as per attached drawings. Base Building Upgrades. - All existing Panels within the suite will be (Relocated) but the amperage and voltages will remain the same. -Fire Alarm is just to relocate existing devices.....FA will be re commissioned and reports will be provided. Relocated Panel A 120/208V 3ph 4W 200A Relocated Panel TD 120/208V 3ph 4W 200A Relocated Panel TB 120/208V 3ph 4W 200A >BP: #416 - 4th floor Interior alterations to combine office units #405, #415 and #416 and building maintenance and storage area (retaining #416) into one office shell unit in this existing commercial building on this site. Scope of work: remove demising walls, all interior partition walls, doors, millwork, new openings in brick walls, electrical and mechanical work. | Hall Electrical Ltd
SP-2022-00888 | 2022-06-06 | 375 WATER STREET, Vancouver, BC V6B 5C6 | Sprinkler Permit | Commercial | Tenant Improvement | Completed | Commercial - relocate Sprinkler heads #550-5th floor Interior alterations to provide improvements to this existing office unit #550 on the 5th floor for a new tenant in this existing Municipally Designated Heritage B commercial building on this site. Scope of work: remove demising walls, floor finishes , interior lighting and millwork. *****This application does not include any of the following: 1. Not more than 20 sprinklers (add, relocate, or remove), 2. hydraulic calculations, 3. change in occupancy and /or hazard classification, 4. warehouse storage arrangements, 5. mobile compact storage arrangements, 6. alternative solutions, 7. changes to the sprinkler system supply piping (e.g. valves, mains, cross-mains, branch-lines, etc.), or 8. flexible sprinkler pipe. | MG Fire Protection Ltd
SP-2022-00882 | 2022-06-06 | 375 WATER STREET, Vancouver, BC V6B 5C6 | Sprinkler Permit | Commercial | Tenant Improvement | Completed | Commercial - Add and relocate heads to suit new tenant layout.2nd Floor - Unit #230 and #250 Interior alterations to combine units #230 and #250 into one office and validating the existing ramp in this existing commercial building on this site. Scope of Work: Interior partition walls, doors, millwork, electrical and mechanical work. 2nd Floor - Unit #230 and #250 Interior alterations to combine units #230 and #250 into one office and validating the existing ramp in this existing commercial building on this site. Scope of Work: Interior partition walls, doors, millwork, electrical and mechanical work. | Viking Fire Protection Inc
PP-2022-02053 | 2022-07-25 | 375 WATER STREET, Vancouver, BC V6B 5C6 | Plumbing Permit | Commercial | Tenant Improvement | Completed | Commercial - Tenant Improvement thta includes replacing an existing sink and installing an additional sink >BP: Interior alterations to provide improvements to this existing office unit #550 on the 5th floor for a new tenant in this existing Municipally Designated Heritage B commercial building on this site. Scope of work: remove demising walls, floor finishes , interior lighting and millwork. OK for field review as per Shelley Dugaro. Scope of work: remove demising walls. Letters of Assurance submitted by: Schedule A and Schedule B (Architectural), Parisa Seyed-Hoseini, Architect AIBC, 604-681-5050 ext 102 Schedule B (Mechanical), BRENT FRAYNE, 604-294-8414, brent.frayne@smithandandersen.com Schedule B (Electrical), Kuan Chih (Jeff) Chen, 604-294-8414, eff.Chen@smithandandersen.com Energy Upgrade: E2 - Lightning Amend: Aug 30, 2022 TWO INSIDE BACKFLOW PREVENTERS to this permit along with ONE FLOOR DRAIN. We also only require one dishwasher to be on this permit and not two as per the issued permit. | Four Lakes Mechanical LTD
SP-2022-00973 | 2022-06-15 | 375 WATER STREET, Vancouver, BC V6B 5C6 | Sprinkler Permit | Commercial | Tenant Improvement | Completed | Commercial - back to base build This permit has been issued to the 2019 VBBL and NFPA 13, 2013 to return this space, as described below, to base building sprinkler coverage (relocate and remove sprinklers to ensure sprinkler coverage to the base building design, VBBL, and NFPA 13) >BP: #416 - 4th floor Interior alterations to combine office units #405,#413,#415 and #416 and building maintenance and storage area (retaining #416) into one office shell unit in this existing commercial building on this site. Scope of work: remove demising walls, all interior partition walls, doors, millwork, new openings in brick walls, electrical and mechanical work. REVISION #1: to reduce the original scope of work to combine only 3 units (#413, #415 and #416) into one unit (retaining #**) and to increase the project value from $75,000 to $200,000. | Alco Fire Protection Ltd
SP-2022-00972 | 2022-06-15 | 375 WATER STREET, Vancouver, BC V6B 5C6 | Sprinkler Permit | Commercial | Tenant Improvement | Completed | Commercial - turning space back to base build ***This permit has been issued to the 2019 VBBL and NFPA 13, 2013 to return this space, as described below, to base building sprinkler coverage (relocate and remove sprinklers to ensure sprinkler coverage to the base building design, VBBL, and NFPA 13) >BP: #200-2nd floor Interior alteration to demolish interior partition walls and create a shell space in this office unit #200 on the 2nd floor at this existing Municipally Designated Heritage B commercial building on this site. Separate permit(s) and ASHRAE checklist will be required for future tenant improvements. | Alco Fire Protection Ltd
EP-2022-04806 | 2022-06-17 | 375 WATER STREET, Vancouver, BC V6B 5C6 | Electrical Permit | Commercial | Renovation | Completed | Installation / Repair - Commercial - UNIT #250 - Removal/relocation of existing lights. Installation of new fixtures as well. Installation of new plug and low voltage locations. Switching to fit Ashrae requirements for new fixtures. Old fixtures to be put on occupancy or vacancy mode depending on the space. 2nd Floor - Unit #230 and #250 Interior alterations to combine units #230 and #250 into one office and validating the existing ramp in this existing commercial building on this site. Scope of Work: Interior partition walls, doors, millwork, electrical and mechanical work. | Bros Electric Ltd
EP-2022-04767 | 2022-06-09 | 375 WATER STREET, Vancouver, BC V6B 5C6 | Electrical Permit | Commercial | Tenant Improvement | Completed | Installation / Repair - Commercial - Demo, New lighting Controls, Emergency Lighting, Fire Alarm: Additional bells and verification Data/Communication, No new electrical panel (Distribution to remain) >BP: #550-5th floor Interior alterations to provide improvements to this existing office unit #550 on the 5th floor for a new tenant in this existing Municipally Designated Heritage B commercial building on this site. Scope of work: remove demising walls, floor finishes , interior lighting and millwork. | Action Electric Ltd
SP-2023-00179 | 2023-02-10 | 375 WATER STREET, Vancouver, BC V6B 5C6 | Sprinkler Permit | Commercial | Renovation | Issued | Commercial - Bring hallway back to base build all ceilings removed. >BP: 2nd, 3rd, 4th, 5th, 6th and 7th Floors Interior alterations to provide improvements to the existing common hallways on the 2nd, 3rd, 4th, 5th, 6th and 7th floors in this existing commercial building. Scope of work: Cosmetic upgrades; remove and replace/repair floors, walls, ceiling finishes, upgrade existing light fixtures and electrical work. Letters of Assurance submitted by: Schedule A and Architectural Schedule B, Parisa Seyed-Hoseini, Architect AIBC, ph: 604-681-5050 Electrical Schedule B, Chris Fontaine, P. Eng., ph: 604-687-1800 E2 Upgrade - HVAC - Clean and Balance all Air Systems (per 6.7.2.3.2 of ASHRAE 90.1-2016) Energy checklist is currently no longer required with your Building Permit (BP) application. Some supporting documents are still required at BP stage, specifically Envelope and HVAC, if applicable. Service Water Heating and Lighting supporting documents, if applicable, must be submitted with your related trades permits (e.g. electrical and plumbing). All energy upgrades will be checked during inspections stage. It is the applicant's responsibility to identify and note all required upgrades including energy upgrades on their BP drawings at BP stage. | Alco Fire Protection Ltd
SP-2023-00158 | 2023-02-17 | 375 WATER STREET, Vancouver, BC V6B 5C6 | Sprinkler Permit | Commercial | Renovation | Issued | Commercial - UNIT #500 - & #575 - 5TH FLOOR - returning level 5 unit 500 back to base build removing pendants all to uprights >BP: #500 & #575 - 5th Floor Interior alterations to provide tenant improvements to an existing tenant and to expand into an adjacent unit on the 5th floor, combining #500 & #575 (retaining #500) at this existing Municipally Designated Heritage B commercial building on this site.. Scope of work: Remove all non load bearing partition walls, millwork, fixtures, doors and frames to leave a shell space. | Alco Fire Protection Ltd
EP-2023-01522 | 2023-06-30 | 375 WATER STREET, Vancouver, BC V6B 5C6 | Electrical Permit | Commercial | Renovation | Completed | Installation / Repair - Commercial - Base Building Demo and fit out of Level 5 West. Demolition of all existing systems. Installation of 4 x 100A Panels. Installation of Misc Exits Signs as needed. Installation of Base Building Lighting only tied to Timer at Panel locations. >Permit Amendment Sep 19, 2023 -This Permit should be amended to include the level 5 corridor as per attached engineered drawings *Document(s) uploaded to "Application Documents" tab >BP: Interior alterations to provide tenant improvements to an existing tenant and to expand into an adjacent unit on the 5th floor, combining #500 & #575 (retaining #500) at this existing Municipally Designated Heritage B commercial building on this site.. Scope of work: Remove all non load bearing partition walls, millwork, fixtures, doors and frames to leave a shell space. Separate permit required for an future tenant improvements Letters of Assurance submitted by: Schedule A and Architectural Schedule B by P. Hoseini, AIBC. 604-681-5050 x102 Electrical Schedule B by C. Fontaine, P.Eng., 604-687-1800 x2026 Mechanical/Plumbing Schedule B by P. Richards, P.Eng., 604-687-1800 E2 - LIGHTING - UPGRADE TO INCORPORATE SCHEDULED SHUTOFF (PER 9.4.1.1(I) OF ASHRAE 90.1-2016) Energy checklist is currently no longer required with your Building Permit (BP) application. Some supporting documents are still required at BP stage, specifically Envelope and HVAC, if applicable. Service Water Heating and Lighting supporting documents, if applicable, must be submitted with your related trades permits (e.g. electrical and plumbing). All energy upgrades will be checked during inspections stage. It is the applicant’s responsibility to identify and note all required upgrades including energy upgrades on their BP drawings at BP stage. | Hall Electrical Ltd
EP-2023-01525 | 2023-02-24 | 375 WATER STREET, Vancouver, BC V6B 5C6 | Electrical Permit | Commercial | Renovation | Completed | Installation / Repair - Commercial - Level 5 Washroom Re&Re This Application is for the 5th floor washroom only and only involves the re and re of fixtures. -Removal and replacement of lighting fixtures | Hall Electrical Ltd
EP-2023-01452 | 2023-02-22 | 375 WATER STREET, Vancouver, BC V6B 5C6 | Electrical Permit | Commercial | New | Completed | Installation / Repair - Commercial - Complete Security alarm installation | Platinum Security Inc
EP-2022-09089 | 2022-11-01 | 375 WATER STREET, Vancouver, BC V6B 5C6 | Electrical Permit | Commercial | Renovation | Completed | Installation / Repair - Commercial - Level 2 and Level 4 Washroom Renovations -This is a simple washroom lighting Re&Re and we are not aware of any structural work taking place. The only work we are preforming is the removal of existing fixtures and replace with new LED's (The reason for the application is that some BX Cable is being replaced as some runs were in poor condition). | Hall Electrical Ltd
EP-2022-09094 | 2022-10-28 | 375 WATER STREET, Vancouver, BC V6B 5C6 | Electrical Permit | Commercial | Renovation | Completed | Installation / Repair - Commercial - Level 2 Corridor Electrical Renovations -This is a simple corridor renovation. The only grounding and bonding will be for low voltage Data Racks. Existing conduits are to be cleaned up and added onto proper trapeze racks as the building owners are deleting all drywall ceilings. New Lighting will be added as per the Lighting Compliance Form. >BP: Interior alterations to provide improvements to the existing common hallways on the 2nd, 3rd, 4th, 5th, 6th and 7th floors in this existing commercial building. Scope of work: Cosmetic upgrades; remove and replace/repair floors, walls, ceiling finishes, upgrade existing light fixtures and electrical work. Letters of Assurance submitted by: Schedule A and Architectural Schedule B, Parisa Seyed-Hoseini, Architect AIBC, ph: 604-681-5050 Electrical Schedule B, Chris Fontaine, P. Eng., ph: 604-687-1800 E2 Upgrade - HVAC - Clean and Balance all Air Systems (per 6.7.2.3.2 of ASHRAE 90.1-2016) Energy checklist is currently no longer required with your Building Permit (BP) application. Some supporting documents are still required at BP stage, specifically Envelope and HVAC, if applicable. Service Water Heating and Lighting supporting documents, if applicable, must be submitted with your related trades permits (e.g. electrical and plumbing). All energy upgrades will be checked during inspections stage. It is the applicant's responsibility to identify and note all required upgrades including energy upgrades on their BP drawings at BP stage. | Hall Electrical Ltd
NULL | NULL | 375 WATER STREET, Vancouver, BC V6B 5C6 | Sprinkler Permit | Commercial | Tenant Improvement | Draft | Commercial - brining hallways back to base build removing all pendant heads | NULL
SP-2022-02065 | 2022-12-13 | 375 WATER STREET, Vancouver, BC V6B 5C6 | Sprinkler Permit | Commercial | Tenant Improvement | Completed | Commercial - adding 6 new sprinklers >BP: Interior alterations to provide tenant improvement for a new office tenant on the 2nd floor (#200) at this existing Municipally Designated Heritage B commercial building on this site. *****This application does not include any of the following: 1. Not more than 20 sprinklers (add, relocate, or remove), 2. hydraulic calculations, 3. change in occupancy and /or hazard classification, 4. warehouse storage arrangements, 5. mobile compact storage arrangements, 6. alternative solutions, 7. changes to the sprinkler system supply piping (e.g. valves, mains, cross-mains, branch-lines, etc.), or 8. flexible sprinkler pipe. Scope of Work: Construct partition walls for new offices and boardroom, new door, flooring, kitchenette, electrical and sprinkler work. TENANT: Edgar Moore Lyster LLP | Titan Fire Protection Ltd
PP-2022-04431 | 2022-12-13 | 375 WATER STREET, Vancouver, BC V6B 5C6 | Plumbing Permit | Commercial | Tenant Improvement | Completed | Commercial - A kitchenette is to be installed in the new common staff/lunch room. There is no drainage below and the slab can not be cored through as there is mechanical HVAC equipment and shafts running directly below. The closest sanitary drain is 4", I am requesting to install a sanitary fixture pump to drain the kitchen fixture into the nearest sanitary system. >BP: #200 - 2nd Floor Interior alterations to provide tenant improvement for a new office tenant on the 2nd floor (#200) at this existing Municipally Designated Heritage B commercial building on this site. Scope of Work: Construct partition walls for new offices and boardroom, new door, flooring, kitchenette, electrical and sprinkler work. TENANT: Edgar Moore Lyster LLP | Modern Blue Mechanical Ltd
EP-2022-10318 | 2022-12-08 | 375 WATER STREET, Vancouver, BC V6B 5C6 | Electrical Permit | Commercial | Tenant Improvement | Completed | Installation / Repair - Commercial - Tenant improvement, power, data, lighting *Amendment: "Relocate 4 fire alarm devices and add 2 bells for common space" >BP: #200 - 2nd Floor Interior alterations to provide tenant improvement for a new office tenant on the 2nd floor (#200) at this existing Municipally Designated Heritage B commercial building on this site. Scope of Work: Construct partition walls for new offices and boardroom, new door, flooring, kitchenette, electrical and sprinkler work. TENANT: Edgar Moore Lyster LLP Building Sprinklered – Separate sprinkler permit required for proposed sprinkler work. E2 - Upgrade to Incorporate Automatic Partial OFF (per 9.4.1.1 (g) of ASHRAE 90.1-2016) | Trident Electric Ltd
EP-2022-05810 | 2022-07-14 | 375 WATER STREET, Vancouver, BC V6B 5C6 | Electrical Permit | Commercial | Renovation | Completed | Installation / Repair - Commercial - 2nd Floor Base Building Demo and Base Building Fit Out -Work is as per drawings. Demo of existing space and base building fit out. 1 x receptacle below panel, 1 x timeclock, base building lighting >BP: Interior alteration to demolish interior partition walls and create a shell space in this office unit #200 on the 2nd floor at this existing Municipally Designated Heritage B commercial building on this site. Separate permit(s) and ASHRAE checklist will be required for future tenant improvements. OK for Field Review per W. Wong January 27, 2022 Letter of assurance provided by: Schedule A & Schedule B (Architectural): Mohammad Saeed Jhatam, 778-688-1966 Schedule B (Structural): Mark Anthony El-Araj, P.Eng, Struct. Eng., LEED AP, 604-734-8822 Schedule B (Mechanical & Plumbing): Paul Richards, P.Eng, 604-687-1800 Schedule B (Electrical): Calvin Chang, P.Eng, 604-487-1800 Energy upgrade exemption - Interior Demolition only | Hall Electrical Ltd
EP-2022-07742 | 2022-12-20 | 375 WATER STREET, Vancouver, BC V6B 5C6 | Electrical Permit | Commercial | Renovation | Issued | Installation / Repair - Commercial - 1. Provide electrical connections to the new elevators and new elevator cab lights using existing disconnects, as specified by Gunn Consultants. 2. Provide electrical connections to elevator recall panel. 3. Provide electrical connections of new fire alarm signal cabling between fire alarm recall panel, elevator control panel, and each elevator. 4. Provide three (3) new GFCI duplex receptacles in the Elevator Machine Room, meeting CEC 38-085 requirement. 5. Provide one (1) new duplex receptacle and one (2) new data drops in the Elevator Machine Room for security. 6. Provide two (2) new smoke detectors on the parking level and one (1) new smoke detector on level 6. Allow for re- verification and testing of additions. 7. Replace the existing duplex receptacles in the elevator pit with a GFCI type duplex receptacle, meeting CEC 38-085 requirement. 8. Replace the existing red lettering exit signs with new ‘Green Running Man’ exit signs, where applicable. | Hall Electrical Ltd
PP-2024-00095 | 2024-01-11 | 375 WATER STREET, Vancouver, BC V6B 5C6 | Plumbing Permit | Commercial | Renovation | Issued | Commercial - Adding a kitchenette >BP: #605, 610, 620, 638 & 680 - 6th Floor Interior demolition of all the demising walls to combine #605, #610, #620, #638 & #680 into one unit (retaining #605) and to demolish all non-load bearing partition walls on the 6th floor to create a "shell" office space in this existing Municipally Designated Heritage B commercial building on this site. Scope of work: Demolish all interior partition walls, doors, millwork, plumbing fixtures, lights, ceiling and bulkheads. Construct new walls, floor finishes, new glass entrance doors and electrical work. REVISION #1: To provide a tenant improvement to the former unit #638 which includes new partition walls to build new office and meeting room, a kitchenette, reception, waiting area and an open work stations area. Increase in value of $385,401. June 9/23 - LLL | JJM Mechanical Group Ltd
PP-2024-00094 | 2024-01-11 | 375 WATER STREET, Vancouver, BC V6B 5C6 | Plumbing Permit | Commercial | Renovation | Issued | Commercial - Adding kitchenette >BP: #500 - 5th Floor (now #500 and #575 see Revision #1) Interior alterations to combine #500 and #575 (retaining #500) into an office shell space in this existing Municipally Designated Heritage B commercial building on this site. Scope of work: remove all non load bearing partition walls, millwork, fixtures, doors and frames to leave a shell space. REVISION #1: to demise #500 into two units to be #500 and #575 and to provide interior alterations to #575 for office (#500 to remain as shell). May 24, 2023 mlh REVISION #2: To reduce the area of suite #500 - demising the unit into 2 (to be #500 and #510) - Nov 22/23 - LLL Separate permit required for future tenant improvement to #500 | JJM Mechanical Group Ltd
EP-2024-00499 | NULL | 375 WATER STREET, Vancouver, BC V6B 5C6 | Electrical Permit | Commercial | Renovation | Application Incomplete | Installation / Repair - Commercial - Unit 510 TI as per Drawings - - Supply and install comprehensive lighting and controls systems as shown on drawings. Includes tie into existing Building EM Circuits. Supply and install all Branch Devices and provide power to Mechanical Equipment as shown. Supply and install all Low Tension, Data, and Access Control as shown. All Infrastructure as shown on attached drawings if not listed above. | Hall Electrical Ltd
EP-2024-00496 | NULL | 375 WATER STREET, Vancouver, BC V6B 5C6 | Electrical Permit | Commercial | Renovation | Application Incomplete | Installation / Repair - Commercial - Unit 575 TI as per attached Engineered Drawings Complete Tenant Improvement of Unit 575 @ 375 Water Street. Supply and install new Lighting and Lighting Controls as per Drawings, Supply and install all Receptacles and provide power to Mechanical Equipment as per Drawings. Provide Low Tension/Data as shown on Drawings. All Scope as shown on Attached Electrical Plans. >BP: #500 - 5th Floor (now #500 and #575 see Revision #1) Interior alterations to combine #500 and #575 (retaining #500) into an office shell space in this existing Municipally Designated Heritage B commercial building on this site. Scope of work: remove all non load bearing partition walls, millwork, fixtures, doors and frames to leave a shell space. REVISION #1: to demise #500 into two units to be #500 and #575 and to provide interior alterations to #575 for office (#500 to remain as shell). May 24, 2023 mlh REVISION #2: To reduce the area of suite #500 - demising the unit into 2 (to be #500 and #510). Unit #575 remain as is. Separate building permit for future improvement to #510. Change of Electrical Engineer from Jad McDonald (????) to Eng Derek Hui - Nov 22/23 - LLL Separate permit required for future tenant improvement to #500 | Hall Electrical Ltd
EP-2024-00497 | 2024-02-01 | 375 WATER STREET, Vancouver, BC V6B 5C6 | Electrical Permit | Commercial | Renovation | Issued | Installation / Repair - Commercial - Supply and install complete lighting and controls system. Provide and install all Branch Devises and Power for Mechanical Equipment. Supply and install Low Voltage Tension systems, including Data and Access Control if necessary. All Scope as shown on submitted drawings for Unit 638 TI. >BP: #605, 610, 620, 638 & 680 - 6th Floor Interior demolition of all the demising walls to combine #605, #610, #620, #638 & #680 into one unit (retaining #605) and to demolish all non-load bearing partition walls on the 6th floor to create a "shell" office space in this existing Municipally Designated Heritage B commercial building on this site. Scope of work: Demolish all interior partition walls, doors, millwork, plumbing fixtures, lights, ceiling and bulkheads. Construct new walls, floor finishes, new glass entrance doors and electrical work. REVISION #1: To provide a tenant improvement to the former unit #638 which includes new partition walls to build new office and meeting room, a kitchenette, reception, waiting area and an open work stations area. Increase in value of $385,401. June 9/23 - LLL | Hall Electrical Ltd
NULL | NULL | 375 WATER STREET, Vancouver, BC V6B 5C6 | Electrical Permit | Commercial | NULL | Draft | Annual / Operating - r | Mac's Electric Ltd
PP-2023-03325 | 2023-09-25 | 375 WATER STREET, Vancouver, BC V6B 5C6 | Plumbing Permit | Commercial | Renovation | Completed | Commercial - Installing fixtures and grease interceptor >BP: To alter the interior of this existing Retail (Ltd Food Service) to provide improvements for a new tenant. REVISION #1 - Flip electrical panel per Inspector. - Revise plumbing location. - Remove part of front counter - layout changes at the back of unit. | VANMECH PLUMBING & HEATING LTD.
GP-2024-00148 | 2024-01-18 | 2001 WALL STREET, Vancouver, BC V5L 5E4 | Gas Permit | Residential | Tenant Improvement | Completed | Residential - Replacement of current 40 gal gas power vented tank. | Pioneer Plumbing & Heating Inc
EP-2022-09037 | 2022-10-25 | 2001 WALL STREET, Vancouver, BC V5L 5E4 | Electrical Permit | Commercial | Addition | Cancelled | Installation / Repair - Commercial - Installation of ULC Fire Monitoring equipment for the fire panel on site | Price's Alarm Systems Ltd.
GP-2022-04002 | 2022-12-14 | 2107 WALL STREET, Vancouver, BC V5L 1B3 | Gas Permit | Residential | Renovation - Dwelling Unit(s) only | Completed | Residential - Furnace & Tankless Water Heater Replacement | General Heating Ltd
GP-2023-00195 | 2023-01-17 | 4483 WELWYN STREET, Vancouver, BC V5N 3Z3 | Gas Permit | Residential | Renovation | Completed | Residential - Install one natural gas fireplace insert | Vancouver Gas Fireplaces Ltd
EP-2023-07154 | 2023-08-17 | 4492 WELWYN STREET, Vancouver, BC V5N 3Z5 | Electrical Permit | Residential | Renovation | Completed | Installation / Repair - Residential - Hood fan connection and receptacle rewiring rewiring, exterior light box installation | Wirechief Electric Ltd
GP-2023-01793 | 2023-06-12 | 4521 WELWYN STREET, Vancouver, BC V5N 3Z3 | Gas Permit | Residential | Tenant Improvement | Completed | Residential - 1 Furnace >BP: Interior and exterior alterations and change of use of this existing two-storey, single detached house to single detached house with secondary suite | Nand's Plumbing & Tiles Ltd
EP-2023-03746 | 2023-05-04 | 4521 WELWYN STREET, Vancouver, BC V5N 3Z3 | Electrical Permit | Residential | Renovation | Completed | Installation / Repair - Residential - Install smoke alarms and fix wiring. (just add smoke alarms and fix some wiring just couple hours job and smoke alarms supply by owner, no any car charger). >BP: Interior and exterior alterations and change of use of this existing two-storey, single detached house to single detached house with secondary suite with 2 off-street parking spaces provided in the attached garage, having vehicular access off the West lane. Scope of work includes: -Infill opening of the North Exterior side yard door -removal of unauthorized bedroom and sink in the garage to garage to provide 2 car parking spaces -legalize secondary suite on the first floor and creating a suite access through the rear NOTE: This permit is for alterations described in the scope of work noted above. Any unauthorized work on this site, existing or otherwise, is neither recognized nor approved and may be subject to enforcement action. Separate Permits and approvals will be required for the covered deck at the rear. Okay to issue for secondary suite only as per A. Wroblewski on Feb 6, 2023. REUP submitted as per Bobby Gill, 604-505-7837, bobby@stepea.ca | POWER STAR ELECTRICAL LTD
PP-2023-01483 | 2023-04-27 | 4521 WELWYN STREET, Vancouver, BC V5N 3Z3 | Plumbing Permit | Residential | Renovation | Completed | Residential - toilet cap and washer cap >BP: Interior and exterior alterations and change of use of this existing two-storey, single detached house to single detached house with secondary suite with 2 off-street parking spaces provided in the attached garage, having vehicular access off the West lane. Scope of work includes: -Infill opening of the North Exterior side yard door -removal of unauthorized bedroom and sink in the garage to garage to provide 2 car parking spaces -legalize secondary suite on the first floor and creating a suite access through the rear | Nand's Plumbing & Tiles Ltd
GP-2022-01719 | 2022-06-07 | 4547 WELWYN STREET, Vancouver, BC V5N 3Z3 | Gas Permit | Residential | Renovation | Completed | Residential - Install one natural gas fireplace | Vancouver Gas Fireplaces Ltd
EP-2023-03584 | 2023-04-28 | 4608 WALLACE STREET, Vancouver, BC V6S 2J7 | Electrical Permit | Residential | Renovation | Completed | Installation / Repair - Residential - Electrical supply for Dsplit *MP-2023-00693 | Milani Electric Limited
MP-2023-00693 | 2023-04-25 | 4608 WALLACE STREET, Vancouver, BC V6S 2J7 | Mechanical Permit | NULL | NULL | Completed | NULL | Milani Electric Limited
GP-2023-02630 | 2023-09-08 | 5422 WALES STREET, Vancouver, BC V5R 3M8 | Gas Permit | Residential | Tenant Improvement | Completed | Residential - Remove hwt and boiler. Install combi boiler | Suter Services Ltd
PP-2023-03663 | 2023-10-18 | 5422 WALES STREET, Vancouver, BC V5R 3M8 | Plumbing Permit | Residential | Renovation | Completed | Residential - Trenchless replacement of water line | Lawn Genius Mfg Inc DBA Drainmaster
GP-2023-01731 | 2023-06-02 | 7415 WEST BOULEVARD, Vancouver, BC V6P 5S2 | Gas Permit | Residential | Renovation | Completed | Residential - Maytag 30" Gas Dryer | Han Appliances & Refrigeration Ltd
GP-2022-02108 | 2022-07-18 | 7465 WEST BOULEVARD, Vancouver, BC V6P 5S2 | Gas Permit | Residential | Renovation - Dwelling Unit(s) only | Completed | Residential - Installation of on-demand water heater | Reid Brothers Plumbing & Heating Ltd
EP-2023-10315 | 2023-11-27 | 7607 WEST BOULEVARD, Vancouver, BC V6P 5S3 | Electrical Permit | Residential | Addition | Issued | Installation / Repair - Residential - Installation on 1 load switching device (AC DANDY DLM-1) and 2 load monitoring devices (Sinope Load Controller RM3250ZB) onto Wall Oven and Washer/Dryer Installation for monitoring purposes only, no additional loads to be added. https://www.bchydro.com/powersmart/energy-management-trials/energy-management-capacity.html | It's On Electric Company Inc
EP-2024-00342 | 2024-01-18 | 6338 WILLOW STREET, Vancouver, BC V5Z 3S8 | Electrical Permit | Residential | Renovation | Completed | Installation / Repair - Residential - repair of service after tree fall damage | P Freeman Electric Corporation
EP-2024-00260 | 2024-01-10 | 6338 WILLOW STREET, Vancouver, BC V5Z 3S8 | Electrical Permit | Residential | Renovation | Cancelled | Installation / Repair - Residential - Emergency Repair Tree has fallen on Hydro Cable | All Wire Electric Inc.
GP-2023-03323 | 2023-11-02 | 6370 WILLOW STREET, Vancouver, BC V5Z 3S8 | Gas Permit | Residential | Renovation | Issued | Residential - Connection of Range to gas piping. >BP: Exterior and interior alterations to renovate this existing Single Detached House on this site. | Sunrise Heating and Cooling Ltd
EP-2023-05110 | 2023-06-27 | 6370 WILLOW STREET, Vancouver, BC V5Z 3S8 | Electrical Permit | Residential | Renovation | Issued | Installation / Repair - Residential - 200 Amp service upgrade. Install car charger circuit. Kitchen renovation. Bathroom renovation x 3. Install smoke detectors >BP: Exterior and interior alterations to renovate this existing Single Detached House on this site. OK to process as DTI as per J. Zhang March 9, 2023 Structural Schedule B, Thomas A. Van Wermeskerken, P. Eng., phone#: 604.728.5657 | Darwin Electric Ltd
GP-2023-02241 | 2023-07-28 | 6370 WILLOW STREET, Vancouver, BC V5Z 3S8 | Gas Permit | Residential | Renovation | Issued | Residential - 1 gas range and 3 bbqs >BP: Exterior and interior alterations to renovate this existing Single Detached House on this site. | SOUTHSIDE GAS SERVICES LTD
EP-2023-06860 | 2023-07-28 | 6370 WILLOW STREET, Vancouver, BC V5Z 3S8 | Electrical Permit | Residential | Renovation | Issued | Installation / Repair - Residential - Structured Wiring & Home Theatre Installation. >BP: Exterior and interior alterations to renovate this existing Single Detached House on this site. OK to process as DTI as per J. Zhang March 9, 2023 Structural Schedule B, Thomas A. Van Wermeskerken, P. Eng., phone#: 604.728.5657 | Prism Security Systems Ltd
PP-2023-02521 | 2023-07-17 | 6370 WILLOW STREET, Vancouver, BC V5Z 3S8 | Plumbing Permit | Residential | Renovation | Issued | Residential - remove and replace existing plumbing >BP: Exterior and interior alterations to renovate this existing Single Detached House on this site. | Trans Am Mechanical Ltd
EP-2023-07266 | 2023-08-21 | 5912 WILTSHIRE STREET, Vancouver, BC V6M 3L9 | Electrical Permit | Residential | Renovation | Issued | Installation / Repair - Residential - ¦ 1FD- 100A ¦ SERVICE RELO Move service from main house to private pole. Service stays the same at 100 amp. | O J ELECTRIC LTD
NULL | NULL | 5988 WILTSHIRE STREET, Vancouver, BC V6M 3L9 | Electrical Permit | Commercial | NULL | Draft | Movie Set / Filming - To allow for Movie Set/Filming Applicant shall provide completed Contractor Declaration form, and dates of filming and associated location(s) to csinspection.clerks@vancouver.ca prior to the commencement of filming. Visit vancouver.ca/inspections for more details. | NULL
EP-2022-04743 | 2022-06-07 | 999 W BROADWAY, Vancouver, BC V5Z 1K5 | Electrical Permit | Commercial | Tenant Improvement | Completed | Installation / Repair - Commercial - Add 2x 30A circuits and upgrade office data cable to CAT6 | Western Pacific Enterprises Ltd
EP-2022-05159 | 2022-06-17 | 999 W BROADWAY, Vancouver, BC V5Z 1K5 | Electrical Permit | Commercial | NULL | Expired | Annual / Operating - Annual operating permit to make sure building remains compliant with Vancouver bylaws. | Ino-Tek Electric Ltd.
NULL | NULL | 999 W BROADWAY, Vancouver, BC V5Z 1K5 | Electrical Permit | Commercial | Renovation | Withdrawn | Installation / Repair - Commercial - Small Reno, Re and Re 2x4 t bar lights, 24 of them. | West Harbour Electric ltd
EP-2023-08828 | 2023-10-03 | 999 W BROADWAY, Vancouver, BC V5Z 1K5 | Electrical Permit | Commercial | Addition | Completed | Installation / Repair - Commercial - replace panel with 1-100A single phase 24/48 space panel and install receptacles. >BP: Interior alterations to provide improvements to this new office tenant on the 4th floor (#400) of this commercial building on this site. Scope of work: Construct a new interior partition wall to subdivide the existing office room into two rooms TENANT: Dr Phoebe Chow ND Inc Building Sprinklered – Building inspector to determine on site if a separate sprinkler permit is required. Energy checklist is currently no longer required with your Building Permit (BP) application. Some supporting documents are still required at BP stage, specifically Envelope and HVAC, if applicable. Service Water Heating and Lighting supporting documents, if applicable, must be submitted with your related trades permits (e.g. electrical and plumbing). | Silver Star Electric Ltd
EP-2023-09575 | 2023-10-24 | 999 W BROADWAY, Vancouver, BC V5Z 1K5 | Electrical Permit | Commercial | NULL | Issued | Annual / Operating - Annual operating permit to make sure building remains compliant with Vancouver bylaws. CF-2023-010745 Renewal of EP-2022-05159 Valid: Jun 17, 2023 to Jun 16, 2024 | Ino-Tek Electric Ltd.
SP-2023-01736 | 2023-09-21 | 1001 W BROADWAY, Vancouver, BC V6H 4B1 | Sprinkler Permit | Commercial | Tenant Improvement | Completed | Commercial - SUITE #300 - 3RD FLOOR - Add and relocate sprinkler heads for tenant improvement. >BP: #300 - 3rd Floor Interior alterations to provide improvements to this new tenant on the 3rd floor (#300) of this existing commercial building on site. Scope of work: Demolish/construct partition walls to build new offices, meeting rooms and a bigger boardroom. New ceiling, doors, flooring, painting, electrical and sprinkler work. *****This application does not include any of the following: 1. Not more than 20 sprinklers (add, relocate, or remove), 2. hydraulic calculations, 3. change in occupancy and /or hazard classification, 4. warehouse storage arrangements, 5. mobile compact storage arrangements, 6. alternative solutions, 7. changes to the sprinkler system supply piping (e.g. valves, mains, cross-mains, branch-lines, etc.), or 8. flexible sprinkler pipe. | Priority Fire Systems Ltd
EP-2023-08266 | 2023-09-13 | 1001 W BROADWAY, Vancouver, BC V6H 4B1 | Electrical Permit | Commercial | Tenant Improvement | Completed | Installation / Repair - Commercial - Replace light fixtures, run branch circuits, run Data lines, install new receptacles. >BP: Interior alterations to provide improvements to this new tenant on the 3rd floor (#300) of this existing commercial building on site. Scope of work: Demolish/construct partition walls to build new offices, meeting rooms and a bigger boardroom. New ceiling, doors, flooring, painting, electrical and sprinkler work. TENANT: Discovery Parks Investments Ltd Building Sprinklered – Separate sprinkler permit required for proposed sprinkler work. Energy checklist is currently no longer required with your Building Permit (BP) application. Some supporting documents are still required at BP stage, specifically Envelope and HVAC, if applicable. Service Water Heating and Lighting supporting documents, if applicable, must be submitted with your related trades permits (e.g. electrical and plumbing). | Marcel Electric Inc
EP-2022-03600 | 2022-05-05 | 1055 W BROADWAY, Vancouver, BC V6H 1E2 | Electrical Permit | Commercial | Renovation | Completed | Installation / Repair - Commercial - Maintenance replacement of fire alarm panel | Fina Electrical Systems Ltd
PP-2023-00013 | 2023-01-04 | 1139 W BROADWAY, Vancouver, BC V6H 1G1 | Plumbing Permit | Commercial | Addition | Completed | Commercial - Backflow installation as per city of Vancouver | DELCO MECHANICAL SYSTEMS LTD
NULL | NULL | 1139 W BROADWAY, Vancouver, BC V6H 1G1 | Plumbing Permit | Commercial | Addition | Draft | Commercial - Backflow device installation as per | DELCO MECHANICAL SYSTEMS LTD
PP-2023-02026 | 2023-06-09 | 1177 W BROADWAY, Vancouver, BC V6H 1G3 | Plumbing Permit | Commercial | Renovation | Completed | Commercial - relocation of one kitchen sink >BP: #300 - 3rd floor Interior alterations to provide improvements for a new General Office tenant (changed from Healthcare Office) on the 3rd floor (#300) of this existing commercial building on this site. Scope of work; removal and construction of partition walls, doors, ceiling, to reconfigure layout, relocate sink in staff kitchen. Electrical, plumbing, sprinkler to suit. Energy checklist is currently no longer required with your Building Permit (BP) application. Some supporting documents are still required at BP stage, specifically Envelope and HVAC, if applicable. Service Water Heating and Lighting supporting documents, if applicable, must be submitted with your related trades permits (e.g. electrical and plumbing). | G2 Mechanical Ltd
EP-2023-05341 | 2023-06-27 | 1177 W BROADWAY, Vancouver, BC V6H 1G3 | Electrical Permit | Commercial | Renovation | Completed | Installation / Repair - Commercial - new office (1920 sq ft) on third floor . new lighting and power replace existing 42 cct 100 amp panel to new 66cct panel to bring it up to code add three speakers to existing system. *Permit Amendment Jul 18, 2023: -"Data and tel lines" ***Electrical contractor will be required to submit an Attachment L form for lighting compliancy upon final inspection.*** >BP: Interior alterations to provide improvements for a new General Office tenant (changed from Healthcare Office) on the 3rd floor (#300) of this existing commercial building on this site. Scope of work; removal and construction of partition walls, doors, ceiling, to reconfigure layout, relocate sink in staff kitchen. Electrical, plumbing, sprinkler to suit. Energy checklist is currently no longer required with your Building Permit (BP) application. Some supporting documents are still required at BP stage, specifically Envelope and HVAC, if applicable. Service Water Heating and Lighting supporting documents, if applicable, must be submitted with your related trades permits (e.g. electrical and plumbing). >>>Amend: Aug. 11th: please adjust cost of installation to $46,000. this amount includes everything in the work description | Dean Scherbey
SP-2023-00978 | 2023-06-05 | 1177 W BROADWAY, Vancouver, BC V6H 1G3 | Sprinkler Permit | Commercial | Tenant Improvement | Completed | Commercial - new addtional sprinkler heads by layout changed >BP: #300 - 3rd floor Interior alterations to provide improvements for a new General Office tenant (changed from Healthcare Office) on the 3rd floor (#300) of this existing commercial building on this site. Scope of work; removal and construction of partition walls, doors, ceiling, to reconfigure layout, relocate sink in staff kitchen. Electrical, plumbing, sprinkler to suit. *****This application does not include any of the following: 1. Not more than 20 sprinklers (add, relocate, or remove), 2. hydraulic calculations, 3. change in occupancy and /or hazard classification, 4. warehouse storage arrangements, 5. mobile compact storage arrangements, 6. alternative solutions, 7. changes to the sprinkler system supply piping (e.g. valves, mains, cross-mains, branch-lines, etc.), or 8. flexible sprinkler pipe. | Spectrum Fire Protection Ltd
EP-2023-07974 | 2024-01-25 | 1177 W BROADWAY, Vancouver, BC V6H 1G3 | Electrical Permit | Commercial | Addition | Issued | Installation / Repair - Commercial - Low voltage alarm installation. Includes rough wire and completion. | SCOTT SECURITY SYSTEMS LTD
MP-2023-02258 | 2023-12-19 | 1177 W BROADWAY, Vancouver, BC V6H 1G3 | Mechanical Permit | NULL | NULL | Issued | NULL | Custom Air Conditioning Ltd
GP-2024-00067 | 2024-01-09 | 3490 W KING EDWARD AVENUE, Vancouver, BC V6S 1M3 | Gas Permit | Residential | Renovation | Completed | Residential - installing tankless water heater | Reid Brothers Plumbing & Heating Ltd
EP-2022-03142 | 2022-04-20 | 1985 W BROADWAY, Vancouver, BC V6J 4Y3 | Electrical Permit | Commercial | NULL | Expired | Annual / Operating - Annual Operating Permit | Sasco Contractors Ltd
EP-2023-04295 | 2023-05-16 | 1985 W BROADWAY, Vancouver, BC V6J 4Y3 | Electrical Permit | Commercial | NULL | Issued | Annual / Operating - Annual Operating Permit Renewal of EP-2022-03142 Valid: Apr 20, 2023 to Apr 19, 2024 | Sasco Contractors Ltd
PP-2023-01979 | 2023-06-02 | 2025 W BROADWAY, Vancouver, BC V6J 1Z6 | Plumbing Permit | Commercial | Tenant Improvement | Completed | Commercial - Plumbing treatment room sinks and washrooms for laser therapy centre. >BP: #100 - 2025 W Broadway Interior alterations and change of use from Retail store to Health Care Office in this existing commercial building. | Status Mechanical Ltd
SP-2023-00935 | 2023-08-11 | 2025 W BROADWAY, Vancouver, BC V6J 1Z6 | Sprinkler Permit | Commercial | Tenant Improvement | Cancelled | Commercial - For sprinkler system alterations to the 2019 VBBL and NFPA 13, 2013 for the tenant improvements to provide interior alterations and change of use from Retail store to Health Care Office in this existing commercial building. Engineer of Record: Farzad Hemmati 604-649-4574 farzadh@bmactc.com | General Sprinkler Systems Ltd
EP-2023-05201 | 2023-06-12 | 2025 W BROADWAY, Vancouver, BC V6J 1Z6 | Electrical Permit | Commercial | Renovation | Completed | Installation / Repair - Commercial - Install lights, receptacles, Data, telephone, speakers, fire alarm devices and sub-serivce upgrade as per electrical engineered drawings. >BP: #100 - 2025 W Broadway Interior alterations and change of use from Retail store to Health Care Office in this existing commercial building. | ECE Electric Ltd
EP-2022-09442 | 2022-11-07 | 2025 W BROADWAY, Vancouver, BC V6J 1Z6 | Electrical Permit | Commercial | NULL | Expired | Annual / Operating - Annual Operating Permit Valid Nov 7, 2022 until Nov 6, 2023 | Ino-Tek Electric Ltd.
SP-2023-01545 | 2023-08-31 | 2025 W BROADWAY, Vancouver, BC V6J 1Z6 | Sprinkler Permit | Commercial | Tenant Improvement | Completed | Commercial - For sprinkler system alterations to the 2019 VBBL and NFPA 13, 2013 for the tenant improvements to provide interior alterations and change of use from Retail store to Health Care Office in this existing commercial building. Engineer of Record: Elston Johnston 604-272-0105 elston@ironstoneeng.com | Phaser Fire Protection Ltd
EP-2023-07318 | 2023-08-11 | 2025 W BROADWAY, Vancouver, BC V6J 1Z6 | Electrical Permit | Commercial | Tenant Improvement | Completed | Installation / Repair - Commercial - Re-feed roof MCC from the main electrical room as old cable has been damaged. Engineer spec/letter to follow for the repair. | Mott Electric General Partnership
EP-2023-10416 | 2023-11-20 | 2025 W BROADWAY, Vancouver, BC V6J 1Z6 | Electrical Permit | Commercial | NULL | Issued | Annual / Operating - Annual Operating Permit -renewal of EP-2022-09442 -valid Nov. 7, 2023 - Nov. 6, 2024 | Ino-Tek Electric Ltd.
EP-2022-04345 | 2022-05-25 | 2025 W BROADWAY, Vancouver, BC V6J 1Z6 | Electrical Permit | Commercial | Renovation | Cancelled | Installation / Repair - Commercial - Access control >BP: 300-3rd Floor Interior alterations to provide tenant improvements to suite number(#300) for this existing office in this commercial building. Schedule A provided by Ken G Wong, AIBC Architectural Schedule B provided by Ken G Wong, AIBC Energy Upgrade exempted: BOMA best | Fusion Security Inc
EP-2022-04328 | 2022-05-25 | 2025 W BROADWAY, Vancouver, BC V6J 1Z6 | Electrical Permit | Commercial | Renovation | Completed | Installation / Repair - Commercial - Access control >BP: Interior alterations to provide tenant improvements to suite number(#300) for this existing office in this commercial building. Schedule A provided by Ken G Wong, AIBC Architectural Schedule B provided by Ken G Wong, AIBC Energy Upgrade exempted: BOMA best | Fusion Security Inc
NULL | NULL | 2025 W BROADWAY, Vancouver, BC V6J 1Z6 | Plumbing Permit | Residential | Tenant Improvement | Withdrawn | Residential | Fred Welsh Ltd
PP-2022-00088 | 2022-01-14 | 2025 W BROADWAY, Vancouver, BC V6J 1Z6 | Plumbing Permit | Commercial | Tenant Improvement | Completed | Commercial - New kitchen to suite number(#300) in this commercial building. The pipe length meters will be for DCW & DHW. 300-3rd Floor Interior alterations to provide tenant improvements to suite number(#300) for this existing office in this commercial building. | Fred Welsh Ltd
EP-2022-00305 | 2022-01-21 | 2025 W BROADWAY, Vancouver, BC V6J 1Z6 | Electrical Permit | Commercial | Tenant Improvement | Completed | Installation / Repair - Commercial - tenant improvement replace lights add receptacles new data outlets and relocate some -we are not changing anything on the service or panels - the bonding and grounding is only for data rack >BP: 300-3rd Floor Interior alterations to provide tenant improvements to suite number(#300) for this existing office in this commercial building. n Schedule A provided by Ken G Wong, AIBC Architectural Schedule B provided by Ken G Wong, AIBC Energy Upgrade exempted: BOMA best Amend: May 25, 2022 wanted to add that we will remove and re-install 3 fire alarm devices and will have them verified | Ampac Electric Ltd
EP-2023-11148 | 2024-01-12 | 2097 W BROADWAY, Vancouver, BC V6J 1Z6 | Electrical Permit | Commercial | New | Issued | Installation / Repair - Commercial - Broadway Arbutus Subway Station Project: Install - Conduits, Tray, Low voltage distribution incl. panels, starters, disconnects, metering equipment, Fire alarm installation, Lighting and lighting controls, Misc. field devices, eg: receptacles, switches, Cable pulls & termination, Grounding. | Houle Electric Limited
EP-2023-11152 | 2023-12-13 | 2097 W BROADWAY, Vancouver, BC V6J 1Z6 | Electrical Permit | Commercial | New | Cancelled | Interim - Commercial - INTERIM PERMIT TO COMMENCE UNDERGROUND WORK. Scope: slab, underground, raceways, grounding and branch circuits. Attached to main permit application EP-2023-11148. | Houle Electric Limited
EP-2022-05237 | 2022-06-21 | 2097 W BROADWAY, Vancouver, BC V6J 1Z6 | Electrical Permit | Commercial | New | Expired | Temporary Power - Commercial - To provide temporary power. Renewal of EP-2021-04528 Valid: June 16, 2022 - June 15, 2023 **Amendment Jul 28, 2021** Change size of material Service Conductor from (2) 4c-4/0 to (2) 4c-250 | Western Pacific Enterprises Ltd
EP-2023-04342 | 2023-05-18 | 2097 W BROADWAY, Vancouver, BC V6J 1Z6 | Electrical Permit | Commercial | New | Issued | Temporary Power - Commercial - To provide temporary power. Renewal of EP-2022-05237 Valid: June 16, 2023 - June 15, 2024 | Western Pacific Enterprises Ltd
EP-2023-04748 | 2023-05-31 | 2675 WATERLOO STREET, Vancouver, BC V6R 3H8 | Electrical Permit | Residential | Addition | Completed | Installation / Repair - Residential - Installing Level 2 EV charger in garage. | 0968458 BC Ltd DBA Relight Solutions
GP-2022-00827 | 2022-03-15 | 2745 WATERLOO STREET, Vancouver, BC V6R 3J1 | Gas Permit | Residential | Renovation | Completed | Residential - Furnace Replacement | Hillcrest Plumbing & Heating (1991) Ltd
GP-2022-01384 | 2022-05-04 | 2760 WATERLOO STREET, Vancouver, BC V6R 3H9 | Gas Permit | Residential | Renovation | Completed | Residential - Installation of Navien high efficiency combi boiler system to replace existing system | BNA Systems Inc and/or Kirkland Metal Shop Ltd
EP-2023-09172 | 2023-10-24 | 2765 WATERLOO STREET, Vancouver, BC V6R 3J1 | Electrical Permit | Residential | Renovation | Issued | Installation / Repair - Residential - 125A service upgrade, including new AFCI breakers where required. Remove the last of the knob & tube wire in two rooms. New hardwired interconnected (& battery backup) smoke & C/O alarms. Replace 4 heaters and thermostats in basement. New fans in bathroom & washroom. New LED downlights lights to go in existing basement pot lights. -We are opening up small areas of drywall to install new wiring, but no structural or framing work. | MC Electric Corp
EP-2024-00311 | 2024-01-18 | 2626 WATSON STREET, Vancouver, BC V5T 4T6 | Electrical Permit | Commercial | Addition | Issued | Installation / Repair - Commercial - install a 3 phase sub panel on 3rd floor running and connecting power for roof outdoor units replacement per DB. | GV ELECTRICAL INC
EP-2022-06553 | 2022-08-05 | 2688 WATSON STREET, Vancouver, BC V5T 4T6 | Electrical Permit | Commercial | Renovation | Completed | Installation / Repair - Commercial - Remove and replace Parking area lights | Western Waves Electric Ltd
EP-2022-00160 | 2022-01-13 | 2688 WATSON STREET, Vancouver, BC V5T 4T6 | Electrical Permit | Commercial | Renovation | Completed | Installation / Repair - Commercial - Maintenance replacement of fire alarm | Fina Electrical Systems Ltd
PP-2022-01463 | 2022-05-02 | 7611 WEST BOULEVARD, Vancouver, BC V6P 5S3 | Plumbing Permit | Residential | Tenant Improvement | Completed | Residential - Replacing an existing galvanized water main to the house | MIDCITY PLUMBERS INC
EP-2022-08706 | 2022-10-17 | 4029 WELWYN STREET, Vancouver, BC V5N 3Z1 | Electrical Permit | Residential | Tenant Improvement | Completed | Installation / Repair - Residential - Electrical to heat pump - Rear yard | 0994152 BC Ltd
GP-2022-03129 | 2022-10-13 | 4029 WELWYN STREET, Vancouver, BC V5N 3Z1 | Gas Permit | Residential | Tenant Improvement | Completed | Residential - Decommissioning gas furnace | 0994152 BC Ltd
MP-2022-00395 | 2022-10-13 | 4029 WELWYN STREET, Vancouver, BC V5N 3Z1 | Mechanical Permit | NULL | NULL | Completed | NULL | 0994152 BC Ltd
GP-2022-01741 | 2022-06-07 | 4055 WELWYN STREET, Vancouver, BC V5N 3Z1 | Gas Permit | Residential | Renovation | Completed | Residential - Removal and reinstallation of Gas range | MAPLE APPLIANCE LTD
GP-2022-00314 | 2022-02-01 | 4080 WELWYN STREET, Vancouver, BC V5N 3Z2 | Gas Permit | Residential | New | Completed | Residential - Gas line replacement | Drips & Drains Plumbing and Heating Ltd
GP-2023-02309 | 2023-08-03 | 4096 WELWYN STREET, Vancouver, BC V5N 3Z2 | Gas Permit | Residential | Renovation | Issued | Residential - Replace old water tank to tankless water tank | Vector Home Services Inc
MP-2023-02061 | 2023-11-21 | 4096 WELWYN STREET, Vancouver, BC V5N 3Z2 | Mechanical Permit | NULL | NULL | Issued | NULL | Vector Home Services Inc
EP-2022-00778 | 2022-02-02 | 2112 W BROADWAY, Vancouver, BC | Electrical Permit | Commercial | NULL | Expired | Annual / Operating - Misc electrical work throughout RENEWAL OF EP-2021-00909 VALID: FEB 14, 2022 TIL FEB 13/2023 Amend Mar 28, 2022 amend the KVA value for this building? It is supposed to read only 1000 KVA - in previous years, this KVA was accidentally combined with the KVA from 2150 W Broadway as well -a proper KVA picture reading is attached | Mott Electric General Partnership
EP-2024-00410 | 2024-01-19 | 2112 W BROADWAY, Vancouver, BC | Electrical Permit | Commercial | NULL | Issued | Annual / Operating - Misc electrical work throughout Renewal of EP-2023-00887 | Mott Electric General Partnership
EP-2023-00887 | 2023-02-02 | 2112 W BROADWAY, Vancouver, BC | Electrical Permit | Commercial | NULL | Issued | Annual / Operating - Misc electrical work throughout RENEWAL OF EP-2022-00778 VALID: FEB 14, 2023 TIL FEB 13/2024 | Mott Electric General Partnership
EP-2022-02340 | 2022-03-24 | 2150 W BROADWAY, Vancouver, BC V6K 4L9 | Electrical Permit | Commercial | NULL | Expired | Annual / Operating - Misc electrical work throughout | Mott Electric General Partnership
EP-2023-00888 | 2023-02-02 | 2150 W BROADWAY, Vancouver, BC V6K 4L9 | Electrical Permit | Commercial | NULL | Issued | Annual / Operating - Misc electrical work throughout RENEWAL OF EP-2022-02340 VALID: Mar 24, 2023 TIL Mar 23, 2024 | Mott Electric General Partnership
EP-2024-00411 | 2024-01-19 | 2150 W BROADWAY, Vancouver, BC V6K 4L9 | Electrical Permit | Commercial | NULL | Issued | Annual / Operating - Misc electrical work throughout Renewal of EP-2023-00888 | Mott Electric General Partnership
EP-2022-01857 | 2022-03-08 | 2184 W BROADWAY, Vancouver, BC V6K 2E1 | Electrical Permit | Commercial | Renovation | Completed | Installation / Repair - Commercial - Supply and install 5 15 amp receptacles Supply and install 2 GFCI receptacles Supply and install 10 isolated ground receptacles Supply and install 1 20 amp receptacle Supply and install 5 occupancy Switches Supply and install 4 data/tel outlets Supply and install 10 2x2 Led light fixtures >BP: Interior alterations to provide improvements for a new health care office tenant on the 2nd floor (#245) in this existing commercial building on this site. Scope of work: remove/construct partition walls, new doors, remove one sink, electrical and plumbing work. Building is not sprinklered. Energy upgrade: E2 - Lighting - Upgrade to incorporate Automatic Partial OFF (per 9.4.1.1.(g) of ASHRAE 90.1-2016) Energy checklist is currently no longer required with your Building Permit (BP) application. Some supporting documents are still required at BP stage, specifically Envelope and HVAC, if applicable. Service Water Heating and Lighting supporting documents, if applicable, must be submitted with your related trades permits (e.g. electrical and plumbing). All energy upgrades will be checked during inspections stage. It is the applicant’s responsibility to identify and note all required upgrades including energy upgrades on their BP drawings at BP stage. Ok for field review as per K. Kang October 29, 2021 | Ino-Tek Electric Ltd.
PP-2022-00659 | 2022-02-25 | 2184 W BROADWAY, Vancouver, BC V6K 2E1 | Plumbing Permit | Commercial | Tenant Improvement | Completed | Commercial - UNIT #245 - Plumbing for New sink location #245 - 2nd floor Interior alterations to provide improvements for a new health care office tenant on the 2nd floor (#245) in this existing commercial building on this site. Scope of work: remove/construct partition walls, new doors, remove one sink, electrical and plumbing work. AMEND: APR 25/2022 Add one inside backflow preventer for a water filter. | Mountain View Mechanical Ltd
PP-2023-00467 | 2023-02-10 | 2184 W BROADWAY, Vancouver, BC V6K 2E1 | Plumbing Permit | Commercial | Tenant Improvement | Completed | Commercial - Fixtures Replacement >BP: Interior alterations to provide improvements for a new health care office tenant on the 5th floor (#580) in this existing commercial building on this site. Scope of work: - Removal of doors, finishes, drywall drop ceiling, millwork, and electrical wiring and cable - Install partition walls and doors, millwork, electrical and plumbing work. | KERN BSG MANAGEMENT LTD
EP-2023-01255 | 2023-02-16 | 2184 W BROADWAY, Vancouver, BC V6K 2E1 | Electrical Permit | Commercial | Tenant Improvement | Completed | Installation / Repair - Commercial - Re/Re lighting and branch circuits. Install new data cabling and devices, new EM lighting and exits. >BP: Interior alterations to provide improvements for a new health care office tenant on the 5th floor (#580) in this existing commercial building on this site. Scope of work: - Removal of doors, finishes, drywall drop ceiling, millwork, and electrical wiring and cable - Install partition walls and doors, millwork, electrical and plumbing work. Ok for field review as per Nehzat J. December 01, 2022 This is not a sprinklered building E2 - Lighting - Upgrade to incorporate Scheduled Shutoff (per 9.4.1.1.(i) of ASHRAE 90.1-2016) Letters of Assurance rec'd: Schedule A - Edwin Wong - 604-312-4889, edwin@streamlinefp.com Schedule B Mechanical & Plumbing - Bassam M Yammine, P.Eng - 604-609-0500x107, bassam@flowengineering.ca Schedule B Electrical - S.S. Dhaliwal P.Eng - 604-609-0500x108, sukhdeep@flowengineering.ca | Action Electric Ltd
EP-2022-06709 | 2022-08-18 | 2228 W BROADWAY, Vancouver, BC V6K 0B1 | Electrical Permit | Residential | Addition | Completed | Installation / Repair - Residential - Electrical - Installation of (4) Leviton Evr-green RFID chargers for the visitor stalls - Provide (4) 40A breakers in the house panel - Provide (4) dedicated circuits for the EV Chargers - Provide uni-strut hangers for conduits - Provide 180ft of 2" conduit to the visitor stalls - Install (4) Leviton Evr-green RFID chargers in the visitor stalls - Install (4) cord management systems mounted to the walls - Commissioning and set up of chargers included - Core hole through the wall of the electrical room included Amend: Oct 12, 2022 add this to the description. You can also refer to the electrical drawings for more information. - Adding a 100A 120/208V 3PH 4W panel to the existing meter stack in the west electrical room on P1 out of Meter Center #10 | TDR Electric Inc
PP-2023-02335 | 2023-07-04 | 2245 W BROADWAY, Vancouver, BC V6K 2E4 | Plumbing Permit | Commercial | Addition | Completed | Commercial - Adding a sink and grease interceptor 50 GPM GI - d/w - 2-comp - pitcher rinser *veg sink not connected >BP: Unit #102 Change of use from School - Vocational to Retail Ltd Food and interior alterations to provide improvements at unit #102 - 2245 W Broadway in this existing commercial building on this site. | Kraken Plumbing and Heating Ltd
EP-2023-07436 | 2023-08-15 | 2245 W BROADWAY, Vancouver, BC V6K 2E4 | Electrical Permit | Commercial | Tenant Improvement | Completed | Installation / Repair - Commercial - Installation of receptacles and power supply. Change tiny existing panelboard to accommodate more branch circuits. Service stays the same. BP: Unit #102 Change of use from School - Vocational to Retail Ltd Food and interior alterations to provide improvements at unit #102 - 2245 W Broadway in this existing commercial building on this site. | Tower Electric Ltd
EP-2022-09421 | 2022-11-07 | 2287 W BROADWAY, Vancouver, BC V6K 2E4 | Electrical Permit | Commercial | Renovation | Completed | Installation / Repair - Commercial - Defective 400A disconnect single phase needs replaced >>>> Amend: Nov. 16, 2022 -should be service reconnect | Christopher Livingston
EP-2022-10679 | 2022-12-19 | 2733 W BROADWAY, Vancouver, BC V6K 2G5 | Electrical Permit | Commercial | NULL | Expired | Annual / Operating - ANNUAL OPERATING PERMIT Renewal of EP-2021-09365. Effective: Dec. 21, 2022 - Dec. 20, 2023 Electrical maintenance work throughout store up to 750V. High voltage electrical repair and maintenance will be conducted by FSR A contractor. Quantum Lighting Inc manages and assigns the high voltage work to a FSR A contactor. All HV maintenance and repair will be carried out on an as needed basis by a FSR A contractor. Quantum Lighting Inc will provide assistance as needed but only under direct supervision of FSR A contractor. | Quantum Lighting Inc
EP-2022-00605 | 2022-01-28 | 2733 W BROADWAY, Vancouver, BC V6K 2G5 | Electrical Permit | Commercial | Renovation | Completed | Installation / Repair - Commercial - Replace existing lottery kiosk, replace existing 30 AMP sub panel, install six 15 AMP circuits with 12 receptacles for new lottery kiosk. | Lang's Ventures Inc
EP-2023-11328 | 2023-12-22 | 2355 W BROADWAY, Vancouver, BC V6K 2E6 | Electrical Permit | Commercial | Renovation | Issued | Installation / Repair - Commercial - Maintenance replacement of fire alarm panel - The control unit. Note: The issuance of this permit is based on Bulletin 2018-004-BU/EL. | Fina Electrical Systems Ltd
GP-2023-00494 | 2023-02-16 | 2425 W BROADWAY, Vancouver, BC V6K 2E8 | Gas Permit | Commercial | New | Cancelled | Commercial - Install New High Efficiency Boiler This is 1 meter and doesn't exceed 409,000 BTU | GSP Services Ltd
PP-2023-00452 | 2023-02-13 | 2425 W BROADWAY, Vancouver, BC V6K 2E8 | Plumbing Permit | Commercial | Tenant Improvement | Completed | Commercial - Repair on cold and hot water lines, install new boiler and repair sections the sewer lines in the building sink drains, tub drains, and toilet drains >BP: CF-2022-012583 Repair on cold and hot water lines, install new boiler and repair sections the sewer lines in the building sink drains, tub drains, and toilet drains (WWOP) AMEND: AUG 9/2023 PER DPI: REQUESTED DOCUMENTS UPLOADED AMEND: NOV 6/2023 PER DPI - REQUESTED DOCUMENTS UPLOADED AMEND: NOV 16/2023 As per final inspectors request uploaded the documents required | GSP Services Ltd
EP-2023-10948 | 2023-12-21 | 866 W KING EDWARD AVENUE, Vancouver, BC V5Z 2E1 | Electrical Permit | Residential | Addition | Issued | Installation / Repair - Residential - ¦ 1FD: 100A SERVICE DISCONNECT/ RE-CONNECT ¦ Rewire electrical service to be fed from new LWH house meter. Disconnect old meterbase LWH EP-2023-10947 | Santec Electric Inc
EP-2023-07997 | 2023-09-05 | 516 W PENDER STREET, Vancouver, BC V6B 1V3 | Electrical Permit | Commercial | Renovation | Issued | Installation / Repair - Commercial - Maintenance replacement of fire alarm panel. Note: The issuance of this permit is based on Bulletin 2018-004-BU/EL. | Fina Electrical Systems Ltd
EP-2023-02960 | 2023-04-05 | 626 W PENDER STREET, Vancouver, BC V6B 1V9 | Electrical Permit | Commercial | Addition | Completed | Installation / Repair - Commercial - Install two dedicated branch circuits for two plug outlets next to electrical panel in electrical closet. | SHELDON LAVIOLETTE DBA ARCTECH ELECTRIC
SP-2022-02101 | 2023-01-03 | 626 W PENDER STREET, Vancouver, BC V6B 1V9 | Sprinkler Permit | Commercial | Tenant Improvement | Completed | Commercial - Relocate 10 sprinkler heads from pendants to uprights. Ceiling has been removed for this tenant improvement. >Interior alterations to the existing school- arts or self-improvement units #700 and #710 consolidate into #700 on the 7th floor of this existing sprinklered commercial building. Scope of work: Converting 2 classrooms into one large classroom. Units #700 and #710 consolidated to #700 by removing 3 existing and adding 1 new non-loadbearing partitions. Related to similar work in unit #1100 on 11th floor, BP-2022-05106. Sch B (Arch): Navid Fereidooni, 604-866-5555, Advent Architecture Inc E2 Upgrade: HVAC - Clean and Balance all Air Systems (per 6.7.2.3.2 of ASHRAE 90.1-2016) *****This application does not include any of the following: 1. Not more than 20 sprinklers (add, relocate, or remove), 2. hydraulic calculations, 3. change in occupancy and /or hazard classification, 4. warehouse storage arrangements, 5. mobile compact storage arrangements, 6. alternative solutions, 7. changes to the sprinkler system supply piping (e.g. valves, mains, cross-mains, branch-lines, etc.), or 8. flexible sprinkler pipe. | Cloverdale Fire Protection & Life Safety Inc
SP-2023-00037 | 2023-01-10 | 626 W PENDER STREET, Vancouver, BC V6B 1V9 | Sprinkler Permit | Commercial | Tenant Improvement | Completed | Commercial - Add two additional 5.6k commercial pendants to cover areas where coverage was lacking from the last time level 11 was renovated. This was at the building inspectors request. >BP: #1100 - 626 W Pender St Interior alterations to provide tenant improvements to the existing school- arts or self-improvement unit on the 11th floor of this existing sprinklered commercial building. Scope of work: Converting 2 classrooms into two large classrooms. In #1100, removing 3 existing non-loadbearing partitions. Related to similar work on 7th floor, BP-2022-05105. *****This application does not include any of the following: 1. Not more than 20 sprinklers (add, relocate, or remove), 2. hydraulic calculations, 3. change in occupancy and /or hazard classification, 4. warehouse storage arrangements, 5. mobile compact storage arrangements, 6. alternative solutions, 7. changes to the sprinkler system supply piping (e.g. valves, mains, cross-mains, branch-lines, etc.), or 8. flexible sprinkler pipe. | Cloverdale Fire Protection & Life Safety Inc
EP-2022-10635 | 2022-12-19 | 626 W PENDER STREET, Vancouver, BC V6B 1V9 | Electrical Permit | Commercial | Renovation | Completed | Installation / Repair - Commercial - Add branch circuit( 15A). For receptacles in new wall. Replace all red exit signs (5-6) on the floor to green running man signs. #700-626 W Pender St Interior alterations to the existing school- arts or self-improvement units #700 and #710 consolidate into #700 on the 7th floor of this existing sprinklered commercial building. Scope of work: Converting 2 classrooms into one large classroom. Units #700 and #710 consolidated to #700 by removing 3 existing and adding 1 new non-loadbearing partitions. Related to similar work in unit #1100 on 11th floor, BP-2022-05106. | SHELDON LAVIOLETTE DBA ARCTECH ELECTRIC
EP-2022-10636 | 2022-12-19 | 626 W PENDER STREET, Vancouver, BC V6B 1V9 | Electrical Permit | Commercial | Renovation | Completed | Installation / Repair - Commercial - Add branch circuit for receptacles in new wall. Change all red exit signs (5-6) on the 11th floor. #1100 - 626 W Pender St Interior alterations to provide tenant improvements to the existing school- arts or self-improvement unit on the 11th floor of this existing sprinklered commercial building. Scope of work: Converting 2 classrooms into two large classrooms. In #1100, removing 3 existing non-loadbearing partitions. Related to similar work on 7th floor, BP-2022-05105. | SHELDON LAVIOLETTE DBA ARCTECH ELECTRIC
SP-2021-00839 | 2022-04-05 | 700 W PENDER STREET, Vancouver, BC V6C 1G8 | Sprinkler Permit | Commercial | New | Completed | Commercial - For sprinkler system alterations to the 2019 VBBL and NFPA 13, 2013 for the tenant improvements to provide interior alterations to provide voluntary sprinkler fire protection to the Penthouse level - mechanical rooms in this existing commercial building. Notes: 1. Permit reviewed during the COVID-19 pandemic 2. Sprinkler engineer of record Mr. Steven Lee, P.Eng. of the Gisborne Group. T: (604) 520-7300. F: SLee@gisborne.com 3. Electrical room to meet requirements of 8.15.11 of NFPA 13, 2013 | Gisborne Industrial Construction Ltd
EP-2022-00011 | 2022-01-04 | 700 W PENDER STREET, Vancouver, BC V6C 1G8 | Electrical Permit | Commercial | Renovation | Completed | Installation / Repair - Commercial - Provide new branch wiring, data rough in and terminations for furniture connections | Western Pacific Enterprises Ltd
EP-2022-01421 | 2022-02-24 | 700 W PENDER STREET, Vancouver, BC V6C 1G8 | Electrical Permit | Commercial | Renovation | Completed | Installation / Repair - Commercial - Low voltage HVAC wiring >BP: Interior alterations to provide tenant improvements for a new full floor office tenant on the 8th floor (#800) in this commercial building on this site. Scope of work: remove/construct partition walls/doors to reconfigure layout including new library, staff kitchen, workstations electrical, plumbing and sprinkler work. REVISION #1: to add washrooms to scope of work. Changes to mechanical and electrical plans and increase project value from $600,000.00 to $640,000.00 Feb 22, 2022 mlh TENANT: GHL Consultants Letters of Assurance submitted by: Schedule A and Architectural Schedule B, David N Palmer, Architect, ph: 604-687-2511 Mechanical and Plumbing Schedule B, Recep Ahmet Ozata, P.Eng., ph: 604-684-5995 Electrical Schedule B, Roger Dupuis, P.Eng., LEED AP, ph: 604-569-6500 Building Sprinklered - Separate sprinkler permit required for proposed sprinkler work E2 - Lighting - Upgrade to Local Control (per 9.4.1.1 (a) of ASHRAE 90.1-2016) Energy checklist is currently no longer required with your Building Permit (BP) application. Some supporting documents are still required at BP stage, specifically Envelope and HVAC, if applicable. Service Water Heating and Lighting supporting documents, if applicable, must be submitted with your related trades permits (e.g. electrical and plumbing). All energy upgrades will be checked during inspections stage. It is the applicant's responsibility to identify and note all required upgrades including energy upgrades on their BP drawings at BP stage. | Control Solutions Ltd
EP-2022-01471 | 2022-02-25 | 700 W PENDER STREET, Vancouver, BC V6C 1G8 | Electrical Permit | Commercial | Renovation | Completed | Installation / Repair - Commercial - For security system and associated devices >BP: Interior alterations to provide tenant improvements for a new full floor office tenant on the 8th floor (#800) in this commercial building on this site. Scope of work: remove/construct partition walls/doors to reconfigure layout including new library, staff kitchen, workstations electrical, plumbing and sprinkler work. REVISION #1: to add washrooms to scope of work. Changes to mechanical and electrical plans and increase project value from $600,000.00 to $640,000.00 Feb 22, 2022 mlh TENANT: GHL Consultants Letters of Assurance submitted by: Schedule A and Architectural Schedule B, David N Palmer, Architect, ph: 604-687-2511 Mechanical and Plumbing Schedule B, Recep Ahmet Ozata, P.Eng., ph: 604-684-5995 Electrical Schedule B, Roger Dupuis, P.Eng., LEED AP, ph: 604-569-6500 Building Sprinklered - Separate sprinkler permit required for proposed sprinkler work E2 - Lighting - Upgrade to Local Control (per 9.4.1.1 (a) of ASHRAE 90.1-2016) Energy checklist is currently no longer required with your Building Permit (BP) application. Some supporting documents are still required at BP stage, specifically Envelope and HVAC, if applicable. Service Water Heating and Lighting supporting documents, if applicable, must be submitted with your related trades permits (e.g. electrical and plumbing). All energy upgrades will be checked during inspections stage. It is the applicant's responsibility to identify and note all required upgrades including energy upgrades on their BP drawings at BP stage. | Provident Security Corp
SP-2022-00202 | 2022-04-01 | 700 W PENDER STREET, Vancouver, BC V6C 1G8 | Sprinkler Permit | Commercial | Tenant Improvement | Completed | Commercial - BP: #1700 Interior alterations to provide tenant improvements to an existing office tenant on the 17th floor (#1700) in this commercial building. TENANT: Copper Mountain Mining Corporation | Priority Fire Systems Ltd
EP-2022-04691 | 2022-06-06 | 700 W PENDER STREET, Vancouver, BC V6C 1G8 | Electrical Permit | Commercial | Renovation | Completed | Installation / Repair - Commercial - Data/tel wiring. Low voltage communications wiring >BP: Interior alterations to provide tenant improvements to an existing office tenant on the 17th floor (#1700) in this existing commercial use building on site. Scope of work includes: construct new partition walls, new doors, millwork, new shower facility, electrical, plumbing and sprinkler work. TENANT: Copper Mountain Mining Corporation Letter of Assurance submitted by: - Schedule A and Architectural Schedule B, Paul Sukava, AIBC, 604.646.1163 - Mechanical/Plumbing Schedule B, Eric Cresswell, P.Eng, 604.684.5995 - Electrical Schedule B, Roger Dupuis, P.Eng, 604.569.6500 OK for Field Review per Kim V - Jan 12/22 Building Sprinklered - Separate sprinkler permit required for proposed sprinkler work. Note: No energy upgrade required. BOMA BEST building Energy checklist is currently no longer required with your Building Permit (BP) application. Some supporting documents are still required at BP stage, specifically Envelope and HVAC, if applicable. Service Water Heating and Lighting supporting documents, if applicable, must be submitted with your related trades permits (e.g. electrical and plumbing). All energy upgrades will be checked during inspections stage. It is the applicant's responsibility to identify and note all required upgrades including energy upgrades on their BP drawings at BP stage. | BKS Cablecom Systems Ltd
PP-2022-01444 | 2022-06-20 | 700 W PENDER STREET, Vancouver, BC V6C 1G8 | Plumbing Permit | Commercial | Tenant Improvement | Completed | Commercial - UNIT #1700 -17th Floor 2 HWT tanks, 3 sinks, shower, underslab work, 2 back flow preventers #1700 -17th Floor Interior alterations to provide tenant improvements to an existing office tenant on the 17th floor (#1700) in this existing commercial use building on site. Scope of work includes: construct new partition walls, new doors, millwork, new shower facility, electrical, plumbing and sprinkler work. TENANT: Copper Mountain Mining Corporation | Pacific Mechanical Systems Ltd
EP-2022-03784 | 2022-05-09 | 700 W PENDER STREET, Vancouver, BC V6C 1G8 | Electrical Permit | Commercial | Tenant Improvement | Completed | Installation / Repair - Commercial - Tenant improvement work including lighting, branch wiring, wiring devices, class 2 circuits, mechanical equipment connections. >BP: Interior alterations to provide tenant improvements to an existing office tenant on the 17th floor (#1700) in this existing commercial use building on site. Scope of work includes: construct new partition walls, new doors, millwork, new shower facility, electrical, plumbing and sprinkler work. TENANT: Copper Mountain Mining Corporation Letter of Assurance submitted by: - Schedule A and Architectural Schedule B, Paul Sukava, AIBC, 604.646.1163 - Mechanical/Plumbing Schedule B, Eric Cresswell, P.Eng, 604.684.5995 - Electrical Schedule B, Roger Dupuis, P.Eng, 604.569.6500 OK for Field Review per Kim V - Jan 12/22 Building Sprinklered - Separate sprinkler permit required for proposed sprinkler work. Note: No energy upgrade required. BOMA BEST building Energy checklist is currently no longer required with your Building Permit (BP) application. Some supporting documents are still required at BP stage, specifically Envelope and HVAC, if applicable. Service Water Heating and Lighting supporting documents, if applicable, must be submitted with your related trades permits (e.g. electrical and plumbing). All energy upgrades will be checked during inspections stage. It is the applicant's responsibility to identify and note all required upgrades including energy upgrades on their BP drawings at BP stage. | Sasco Contractors Ltd
EP-2022-03932 | 2022-05-12 | 700 W PENDER STREET, Vancouver, BC V6C 1G8 | Electrical Permit | Commercial | Renovation | Completed | Installation / Repair - Commercial - New branch circuit power and data for new tenant | Action Electric Ltd
EP-2022-10165 | 2022-12-05 | 700 W PENDER STREET, Vancouver, BC V6C 1G8 | Electrical Permit | Commercial | Renovation | Completed | Installation / Repair - Commercial - Installation is in the top and bottom pits of 3 escalators and each pit gets an LED fixture and switch, a GFCI receptacle, One pit of each escalator also gets a motor connection, a ground bar, a new fire alarm relay and a smoke detector.. | Western Pacific Enterprises Ltd
EP-2022-09351 | NULL | 700 W PENDER STREET, Vancouver, BC V6C 1G8 | Electrical Permit | Commercial | Tenant Improvement | Withdrawn | Installation / Repair - Commercial - Add electrical for new accessible washroom. Add (1X) 120V 15A receptacle for soap dispenser. Add lighting and power for auto door. Add new fire alarm speaker >BP: Interior alterations to the existing office space on the 5th floor (#507) to provide an accessible washroom in this existing commercial building on this site. Letters of Assurance submitted by: Schedule A and Architectural Schedule B, Danielle Lawson, Architect AIBC, ph: 604-754-5509 Mechanical and Plumbing Schedule B, Eric Cresswell, P.Eng., ph: 604-684-5995 Electrical Schedule B, Bin Ou-Yang, P.Eng., ph: 604-695-2719 OK for Field Review per Kirat Kang August 8, 2022 NOTE: No energy upgrade required. BOMA Best building | BC West Electric Ltd
PP-2022-03897 | 2022-10-28 | 700 W PENDER STREET, Vancouver, BC V6C 1G8 | Plumbing Permit | Commercial | Tenant Improvement | Completed | Commercial - Install ADA washroom on the 5th floor >>BP: #507 - 5th floor Interior alterations to the existing office space on the 5th floor (#507) to provide an accessible washroom in this existing commercial building on this site. | Meridian West Mechanical Ltd
EP-2022-08681 | 2022-10-13 | 700 W PENDER STREET, Vancouver, BC V6C 1G8 | Electrical Permit | Commercial | Renovation | Completed | Installation / Repair - Commercial - washroom renovation, re-re existing lighting and power. #507 - 5th floor Interior alterations to the existing office space on the 5th floor (#507) to provide an accessible washroom in this existing commercial building on this site. | BC West Electric Ltd
SP-2022-01647 | 2022-10-07 | 700 W PENDER STREET, Vancouver, BC V6C 1G8 | Sprinkler Permit | Commercial | Tenant Improvement | Completed | Commercial - UNIT #507 - 5TH FLOOR - Add two sprinkler heads for tenant improvement. >BP: #507 - 5th floor Interior alterations to the existing office space on the 5th floor (#507) to provide an accessible washroom in this existing commercial building on this site. *****This application does not include any of the following: 1. Not more than 20 sprinklers (add, relocate, or remove), 2. hydraulic calculations, 3. change in occupancy and /or hazard classification, 4. warehouse storage arrangements, 5. mobile compact storage arrangements, 6. alternative solutions, 7. changes to the sprinkler system supply piping (e.g. valves, mains, cross-mains, branch-lines, etc.), or 8. flexible sprinkler pipe. | Priority Fire Systems Ltd
EP-2022-06347 | 2022-07-27 | 700 W PENDER STREET, Vancouver, BC V6C 1G8 | Electrical Permit | Commercial | Addition | Completed | Installation / Repair - Commercial - UNIT #1700 - Extra Low Voltage security system – two card readers add-on to an existing LENEL security system, both doors are located on 17th floor. #1700 -17th Floor Interior alterations to provide tenant improvements to an existing office tenant on the 17th floor (#1700) in this existing commercial use building on site. Scope of work includes: construct new partition walls, new doors, millwork, new shower facility, electrical, plumbing and sprinkler work. TENANT: Copper Mountain Mining Corporation | Tyco Integrated Fire & Security Canada Inc/Tyco Feu Et Securite Integres Canada Inc
EP-2022-05816 | 2022-07-18 | 700 W PENDER STREET, Vancouver, BC V6C 1G8 | Electrical Permit | Commercial | Addition | Completed | Installation / Repair - Commercial - To supply and install 120V EM power to (2) compressors total, (1) for each building. Emergency power to be provided from the nearest available EM source. To supply and install (2) Siga CT2 components for fire alarm monitoring. | Sasco Contractors Ltd
EP-2022-07384 | 2022-09-01 | 700 W PENDER STREET, Vancouver, BC V6C 1G8 | Electrical Permit | Commercial | Tenant Improvement | Completed | Installation / Repair - Commercial - Install AV equipment in 4 meeting spaces for local room presentations and web meetings >BP: Interior alterations to provide tenant improvements to an existing office tenant on the 17th floor (#1700) in this existing commercial use building on site. Scope of work: construct new partition walls, new doors, millwork, new shower facility, electrical, plumbing and sprinkler work. REVISION #1: interior layout changes. - No increase in Project Value per applicant. Aug 9, 2022 mlh TENANT: Copper Mountain Mining Corporation Letter of Assurance submitted by: - Schedule A and Architectural Schedule B, Paul Sukava, AIBC, 604.646.1163 - Mechanical/Plumbing Schedule B, Eric Cresswell, P.Eng, 604.684.5995 - Electrical Schedule B, Roger Dupuis, P.Eng, 604.569.6500 OK for Field Review per Kim V - Jan 12/22 Building Sprinklered - Separate sprinkler permit required for proposed sprinkler work. Note: No energy upgrade required. BOMA BEST building Energy checklist is currently no longer required with your Building Permit (BP) application. Some supporting documents are still required at BP stage, specifically Envelope and HVAC, if applicable. Service Water Heating and Lighting supporting documents, if applicable, must be submitted with your related trades permits (e.g. electrical and plumbing). All energy upgrades will be checked during inspections stage. It is the applicant's responsibility to identify and note all required upgrades including energy upgrades on their BP drawings at BP stage. | MVCC VIDEO COMMUNICATIONS
EP-2023-05381 | 2023-06-16 | 700 W PENDER STREET, Vancouver, BC V6C 1G8 | Electrical Permit | Commercial | Tenant Improvement | Issued | Installation / Repair - Commercial - Replace Busway at 700 W. Pender | Mott Electric General Partnership
EP-2023-07178 | 2023-08-08 | 700 W PENDER STREET, Vancouver, BC V6C 1G8 | Electrical Permit | Commercial | Addition | Issued | Installation / Repair - Commercial - LED upgrade, re-ballast and re-lamp for the existing fixture. | Atlantic Electric Ltd
EP-2023-07030 | 2023-08-03 | 700 W PENDER STREET, Vancouver, BC V6C 1G8 | Electrical Permit | Commercial | Tenant Improvement | Completed | Installation / Repair - Commercial - Install (2) new data cables and new receptacles. #915 - 9th floor Interior alterations to provide tenant improvements for a new office tenant on the 9th floor (#915) in this existing commercial building on this site. Scope of work: remove/construct partition walls, doors, millwork, finishes, electrical and sprinkler work. TENANT: Canadian Bar Association of BC **Amend 08/09/2023** This project has expanded to become power and data cabling for an entire office. Light fixtures to remain as is- 5 or less to be removed. New value of permit- $15,000.00. | Mott Electric General Partnership
EP-2023-07714 | 2023-09-08 | 700 W PENDER STREET, Vancouver, BC V6C 1G8 | Electrical Permit | Commercial | Tenant Improvement | Issued | Installation / Repair - Commercial - Replace one for one of existing fire alarm system, including main panel and 2 CACF in each of the building lobbies, 157 existing smoke detectors, 97 heat detectors, 1 duct detector, 95 manual stations, 64 tamper & flow switches with new addressable devices. Replace 76 existing fire fighters handsets with new. Programming of all devices and equipment and full verification. Note: The issuance of this permit is based on Bulletin 2018-004-BU/EL. | Sasco Contractors Ltd
SP-2023-01560 | 2023-08-25 | 700 W PENDER STREET, Vancouver, BC V6C 1G8 | Sprinkler Permit | Commercial | Tenant Improvement | Completed | Commercial - Add and Relocated Sprinkler Heads >BP: #915 - 9th floor Interior alterations to provide tenant improvements for a new office tenant on the 9th floor (#915) in this existing commercial building on this site. Scope of work: remove/construct partition walls, doors, millwork, finishes, electrical and sprinkler work. *****This application does not include any of the following: 1. Not more than 20 sprinklers (add, relocate, or remove), 2. hydraulic calculations, 3. change in occupancy and /or hazard classification, 4. warehouse storage arrangements, 5. mobile compact storage arrangements, 6. alternative solutions, 7. changes to the sprinkler system supply piping (e.g. valves, mains, cross-mains, branch-lines, etc.), or 8. flexible sprinkler pipe. | Viking Fire Protection Inc
EP-2024-00306 | 2024-02-02 | 700 W PENDER STREET, Vancouver, BC V6C 1G8 | Electrical Permit | Commercial | Addition | Issued | Installation / Repair - Commercial - Installation of feeders for mechanical equipment (pumps and chillers). | Black & McDonald Limited
PP-2022-01555 | 2022-05-05 | 750 W PENDER STREET, Vancouver, BC V6C 2T7 | Plumbing Permit | Commercial | Tenant Improvement | Completed | Commercial - Installation of a new sink and faucet on existing piping. No building permit for this one as there is no other work to be done. | Mountain View Mechanical Ltd
SP-2022-00033 | 2022-01-14 | 750 W PENDER STREET, Vancouver, BC V6C 2T7 | Sprinkler Permit | Commercial | Tenant Improvement | Completed | Commercial - add 1 sprinkler head >BP: #1700 - 17th Floor Interior alterations to provide improvements for a new office tenant on the 17th floor (#1700) of this existing commercial building on this site. Scope of work: remove/construct select partition walls for larger staff kitchen and smaller IT room, millwork, finishes, electrical and sprinkler work. TENANT: Cloud MD Software & Services Inc OK For Field Review per K. Vogt - Nov 10/21 Building Sprinklered - Separate sprinkler permit required for proposed sprinkler work. Note: Energy trigger not required BOMA BEST building. Energy checklist is currently no longer required with your Building Permit (BP) application. Some supporting documents are still required at BP stage, specifically Envelope and HVAC, if applicable. Service Water Heating and Lighting supporting documents, if applicable, must be submitted with your related trades permits (e.g. electrical and plumbing). All energy upgrades will be checked during inspections stage. It is the applicant's responsibility to identify and note all required upgrades including energy upgrades on their BP drawings at BP stage. > *****This application does not include any of the following: 1. Not more than 20 sprinklers (add, relocate, or remove), 2. hydraulic calculations, 3. change in occupancy and /or hazard classification, 4. warehouse storage arrangements, 5. mobile compact storage arrangements, 6. alternative solutions, 7. changes to the sprinkler system supply piping (e.g. valves, mains, cross-mains, branch-lines, etc.), or 8. flexible sprinkler pipe | Alpine Sprinkler Systems Ltd
EP-2022-00277 | 2022-01-19 | 750 W PENDER STREET, Vancouver, BC V6C 2T7 | Electrical Permit | Commercial | Renovation | Completed | Installation / Repair - Commercial - #1700 new plugs & Switches installation of exit signs circuit for dishwasher -No lighting work at all. >BP: Interior alterations to provide improvements for a new office tenant on the 17th floor (#1700) of this existing commercial building on this site. Scope of work: remove/construct select partition walls for larger staff kitchen and smaller IT room, millwork, finishes, electrical and sprinkler work. TENANT: Cloud MD Software & Services Inc | F & S Electrical Ltd
EP-2022-00474 | 2022-01-24 | 750 W PENDER STREET, Vancouver, BC V6C 2T7 | Electrical Permit | Commercial | Addition | Completed | Installation / Repair - Commercial - Install (2) new 60A, 600V fusible disconnects with 50A fuses in Level 5 and Level 6 risers. Install new 45KVA transformer fed from disconnect on Level 5. Remove old 15KVA transformer on Level 6 and install new 45KVA fed from new disconnect. Install new cabling as required. >BP: Interior alterations to construct new tenant improvements to the office shell spaces on the 5th and 6th floors (#500 & #600) in this existing commercial building on this site. Scope of work: Construct tenant spaces on 5th and 6th floors; interior walls, doors, ceilings, millwork, finishes, lighting, electrical, mechanical, plumbing and sprinkler work. * See BP-2021-01234 for interior demo. Note: Energy trigger not required BOMA BEST building. Energy checklist is currently no longer required with your Building Permit (BP) application. Some supporting documents are still required at BP stage, specifically Envelope and HVAC, if applicable. Service Water Heating and Lighting supporting documents, if applicable, must be submitted with your related trades permits (e.g. electrical and plumbing). All energy upgrades will be checked during inspections stage. It is the applicant’s responsibility to identify and note all required upgrades including energy upgrades on their BP drawings at BP stage. Letters of Assurance Submitted by: Schedule A by Graham Gifford, Architect, AIBC. Ph#604-632-3350 Architectural Schedule B by Graham Gifford, Architect, AIBC. Ph#604-632-3350 Electrical Schedule B, Teresa Paqueo, P.Eng., ph: 604-632-3350 Mechanical and Plumbing Schedule B, Zhe Jia (Jack) Zhang, P.Eng., HBDP, CPHC LEED AP, ph: 604-632-3350 Building Sprinklered - Separate sprinkler permit required for proposed sprinkler work. | Sasco Contractors Ltd
EP-2024-00307 | 2024-02-02 | 750 W PENDER STREET, Vancouver, BC V6C 2T7 | Electrical Permit | Commercial | Addition | Issued | Installation / Repair - Commercial - Installation of feeders for mechanical equipment (pumps and chillers). | Black & McDonald Limited
EP-2023-07356 | 2023-08-14 | 750 W PENDER STREET, Vancouver, BC V6C 2T7 | Electrical Permit | Commercial | Addition | Issued | Installation / Repair - Commercial - LED lamp upgrade, re-lamp, re-ballast for the T8 fixture. | Atlantic Electric Ltd
EP-2023-05377 | 2023-06-16 | 750 W PENDER STREET, Vancouver, BC V6C 2T7 | Electrical Permit | Commercial | Tenant Improvement | Issued | Installation / Repair - Commercial - Replace the Busway at 750 W. Pender | Mott Electric General Partnership
PP-2022-03012 | 2022-08-29 | 750 W PENDER STREET, Vancouver, BC V6C 2T7 | Plumbing Permit | Commercial | Tenant Improvement | Completed | Commercial - Add ADA washroom to level 3 >BP: #301 - 3rd floor Interior alterations to the existing vacant office space on the 3rd floor (#301) to provide an accessible washroom in this existing commercial building on this site. Letters of Assurance submitted by: Schedule A and Architectural Schedule B, Danielle Lawson, Architect AIBC, ph: 604-754-5509 Mechanical and Plumbing Schedule B, Eric Cresswell, P.Eng., ph: 604-684-5995 Electrical Schedule B, Roger Dupuis, P.Eng., ph: 604-695-2701 | Meridian West Mechanical Ltd
EP-2022-06849 | 2022-08-16 | 750 W PENDER STREET, Vancouver, BC V6C 2T7 | Electrical Permit | Commercial | Tenant Improvement | Completed | Installation / Repair - Commercial - Re-re lighting and power for new handicap common washroom. | BC West Electric Ltd
EP-2022-07734 | 2022-09-15 | 750 W PENDER STREET, Vancouver, BC V6C 2T7 | Electrical Permit | Commercial | Addition | Completed | Installation / Repair - Commercial - Installation of 6 Wall mount EV chargers | Mott Electric General Partnership
EP-2022-07866 | 2022-09-22 | 750 W PENDER STREET, Vancouver, BC V6C 2T7 | Electrical Permit | Commercial | Renovation | Completed | Installation / Repair - Commercial - Low Voltage data terminations of existing cable #500 & #600 - 5th and 6th Full Floors Interior alterations to remove non loadbearing partitions only in this existing General Office space to create open shell space on the 5th and 6th floors (#500 & #600) of this existing commercial building on this site. Scope of work: remove interior partition walls to create open space, electrical and plumbing work. Energy upgrade exempt: Interior demolition | Advance Connexions Inc
EP-2022-05817 | 2022-07-18 | 750 W PENDER STREET, Vancouver, BC V6C 2T7 | Electrical Permit | Commercial | Addition | Completed | Installation / Repair - Commercial - To supply and install 120V EM power to (2) compressors total, (1) for each building. Emergency power to be provided from the nearest available EM source. To supply and install (2) Siga CT2 components for fire alarm monitoring. | Sasco Contractors Ltd
SP-2022-00978 | 2022-06-16 | 750 W PENDER STREET, Vancouver, BC V6C 2T7 | Sprinkler Permit | Commercial | Tenant Improvement | Completed | Commercial - ADD NEW 3 SPRINKLER HEADS >BP: #301 - 3rd floor Interior alterations to the existing vacant office space on the 3rd floor (#301) to provide an accessible washroom in this existing commercial building on this site. > *****This application does not include any of the following: 1. Not more than 20 sprinklers (add, relocate, or remove), 2. hydraulic calculations, 3. change in occupancy and /or hazard classification, 4. warehouse storage arrangements, 5. mobile compact storage arrangements, 6. alternative solutions, 7. changes to the sprinkler system supply piping (e.g. valves, mains, cross-mains, branch-lines, etc.), or 8. flexible sprinkler pipe. | Priority Fire Systems Ltd
PP-2022-04109 | 2022-11-16 | 750 W PENDER STREET, Vancouver, BC V6C 2T7 | Plumbing Permit | Commercial | New | Completed | Commercial - Unit 600 Installation of 3 DCVA's | Drips & Drains Plumbing and Heating Ltd
PP-2022-03966 | 2022-11-02 | 789 W PENDER STREET, Vancouver, BC V6C 1H2 | Plumbing Permit | Commercial | Tenant Improvement | Completed | Commercial - Relocating a Kitchenette, 1 new dishwasher and fridge >BP: #600 - 6th floor Interior alterations to provide tenant improvements for an existing office tenant on the 6th floor (#600) in this Vancouver Heritage B designated commercial building on site. Scope of work: remove/construct partition walls for new layout, millwork, finishes, lighting, power, electrical, plumbing and sprinkler work. TENANT: Triovest Realty Advisors (BC) Inc. OK for Field Review for Office TI; June 7, 2022 E2 - Lighting - Upgrade to incorporate Automatic Full OFF (per 9.4.1.1.(h) of ASHRAE 90.1-2016) Energy checklist is currently no longer required with your Building Permit (BP) application. Some supporting documents are still required at BP stage, specifically Envelope and HVAC, if applicable. Service Water Heating and Lighting supporting documents, if applicable, must be submitted with your related trades permits (e.g. electrical and plumbing). All energy upgrades will be checked during inspections stage. It is the applicant's responsibility to identify and note all required upgrades including energy upgrades on their BP drawings at BP stage. | SOMATIC HVAC SOLUTIONS LTD
SP-2022-01839 | 2022-11-07 | 789 W PENDER STREET, Vancouver, BC V6C 1H2 | Sprinkler Permit | Commercial | Tenant Improvement | Completed | Commercial - UNIT #650 - 6TH FLOOR - Add new Sprinkler Head >BP: #650 - 6th floor (demised into #650 & #660) Interior alterations to provide tenant improvements for a new office on the 6th floor (#650) and to validate WWOP done by others for a demising wall to demise #650 into two units (#650 & #660) in this existing commercial building on this site. Scope of work: remove/construct partition walls to reduce the size of one interior office. Validate WWOP done by others for the demising wall between #650 & #660. *****This application does not include any of the following: 1. Not more than 20 sprinklers (add, relocate, or remove), 2. hydraulic calculations, 3. change in occupancy and /or hazard classification, 4. warehouse storage arrangements, 5. mobile compact storage arrangements, 6. alternative solutions, 7. changes to the sprinkler system supply piping (e.g. valves, mains, cross-mains, branch-lines, etc.), or 8. flexible sprinkler pipe. | Viking Fire Protection Inc
SP-2022-02071 | 2022-12-20 | 789 W PENDER STREET, Vancouver, BC V6C 1H2 | Sprinkler Permit | Commercial | Renovation | Completed | Commercial - one room is added so one sprinkler head need to be added outside this new wall to assure coverage >BP: #650 - 6th floor (demised into #650 & #660) Interior alterations to provide tenant improvements for a new office on the 6th floor (#650) and to validate WWOP done by others for a demising wall to demise #650 into two units (#650 & #660) in this existing commercial building on this site. Scope of work: remove/construct partition walls to reduce the size of one interior office. Validate WWOP done by others for the demising wall between #650 & #660. TENANT: Evoke Integrative >*****This application does not include any of the following: 1. Not more than 20 sprinklers (add, relocate, or remove), 2. hydraulic calculations, 3. change in occupancy and /or hazard classification, 4. warehouse storage arrangements, 5. mobile compact storage arrangements, 6. alternative solutions, 7. changes to the sprinkler system supply piping (e.g. valves, mains, cross-mains, branch-lines, etc.), or 8. flexible sprinkler pipe. | Battalion Fire Pro Corp
EP-2023-00312 | 2023-01-16 | 789 W PENDER STREET, Vancouver, BC V6C 1H2 | Electrical Permit | Commercial | NULL | Expired | Annual / Operating - Annual permit for maintenance purposes. Expired permit EP-2022-00255 January 22, 2023 - January 21, 2024 | Blueline Electrical Services Ltd
EP-2022-07763 | 2022-09-16 | 789 W PENDER STREET, Vancouver, BC V6C 1H2 | Electrical Permit | Commercial | Tenant Improvement | Completed | Installation / Repair - Commercial - install 3 plugs, 3 voice, 3 OS switch and low voltage switch #920 - 9th floor Interior alterations on the 9th floor for an existing office tenant to expand unit into a portion of #980 and provide tenant improvements in this existing Vancouver Heritage Register 'B' Hall Commercial Building. Scope of work: Remove a demising wall between #920 & #980 and construct a new demising wall to increase the size of #920 and decrease #980. Remove/construct interior partition walls for new offices, electrical and sprinkler work | Blueline Electrical Services Ltd
EP-2022-07764 | 2022-09-16 | 789 W PENDER STREET, Vancouver, BC V6C 1H2 | Electrical Permit | Commercial | Tenant Improvement | Completed | Installation / Repair - Commercial - install power, data and lighting. #600 - 6th floor Interior alterations to provide tenant improvements for an existing office tenant on the 6th floor (#600) in this Vancouver Heritage B designated commercial building on site. Scope of work: remove/construct partition walls for new layout, millwork, finishes, lighting, power, electrical, plumbing and sprinkler work. TENANT: Triovest Realty Advisors (BC) Inc. | Blueline Electrical Services Ltd
SP-2022-01609 | 2022-10-03 | 789 W PENDER STREET, Vancouver, BC V6C 1H2 | Sprinkler Permit | Commercial | Tenant Improvement | Completed | Commercial - UNIT #600 -6TH FLOOR - Small Sprinkler Renovation , minor adds and relocates. >BP: #600 - 6th floor Interior alterations to provide tenant improvements for an existing office tenant on the 6th floor (#600) in this Vancouver Heritage B designated commercial building on site. Scope of work: remove/construct partition walls for new layout, millwork, finishes, lighting, power, electrical, plumbing and sprinkler work. *****This application does not include any of the following: 1. Not more than 20 sprinklers (add, relocate, or remove), 2. hydraulic calculations, 3. change in occupancy and /or hazard classification, 4. warehouse storage arrangements, 5. mobile compact storage arrangements, 6. alternative solutions, 7. changes to the sprinkler system supply piping (e.g. valves, mains, cross-mains, branch-lines, etc.), or 8. flexible sprinkler pipe. | Levitt Safety Limited
SP-2022-01610 | 2022-10-04 | 789 W PENDER STREET, Vancouver, BC V6C 1H2 | Sprinkler Permit | Commercial | Tenant Improvement | Completed | Commercial - UNIT #920 - 9TH FLOOR - Small Tenant improvement , 1 sprinkler head to add. >BP: #920 - 9th floor Interior alterations on the 9th floor for an existing office tenant to expand unit into a portion of #980 and provide tenant improvements in this existing Vancouver Heritage Register 'B' Hall Commercial Building. Scope of work: Remove a demising wall between #920 & #980 and construct a new demising wall to increase the size of #920 and decrease #980. Remove/construct interior partition walls for new offices, electrical and sprinkler work *****This application does not include any of the following: 1. Not more than 20 sprinklers (add, relocate, or remove), 2. hydraulic calculations, 3. change in occupancy and /or hazard classification, 4. warehouse storage arrangements, 5. mobile compact storage arrangements, 6. alternative solutions, 7. changes to the sprinkler system supply piping (e.g. valves, mains, cross-mains, branch-lines, etc.), or 8. flexible sprinkler pipe. | Levitt Safety Limited
EP-2023-04246 | 2023-05-23 | 789 W PENDER STREET, Vancouver, BC V6C 1H2 | Electrical Permit | Commercial | Tenant Improvement | Completed | Installation / Repair - Commercial - Install plugs, lights, 5 occupancy sensor switches, 7 data, 2 exit signs and relocate fire alarm speaker. >BP: #1080 & #1030 - 10th Floor (demised from #1080) Interior alterations to demise the existing office unit #1080 into two units to be #1080 & #1030 and to provide tenant improvements to a new tenant on #1030 on the 10th floor in this existing Vancouver Heritage B commercial building on this site. Scope of Work: Demolish/construct partitions walls, remove existing millwork, flooring, electrical, plumbing and sprinkler work. TENANT: Lookout Housing and Health Society NOTE: THIS PERMIT IS TO LEGALIZE/VALIDATE THE DEMISING WALL BETWEEN THE 2 UNITS THAT WAS PREVIOUSLY DONE BY THE PREVIOUS OWNER. Building Sprinklered – Separate sprinkler permit required for proposed sprinkler work. Energy checklist is currently no longer required with your Building Permit (BP) application. Some supporting documents are still required at BP stage, specifically Envelope and HVAC, if applicable. Service Water Heating and Lighting supporting documents, if applicable, must be submitted with your related trades permits (e.g. electrical and plumbing). | Blueline Electrical Services Ltd
SP-2023-00791 | 2023-05-05 | 789 W PENDER STREET, Vancouver, BC V6C 1H2 | Sprinkler Permit | Commercial | Tenant Improvement | Completed | Commercial - relocate 2 heads to accommodate new demoing walls. >BP: #1080 & #1030 - 10th Floor (demised from #1080) Interior alterations to demise the existing office unit #1080 into two units to be #1080 & #1030 and to provide tenant improvements to a new tenant on #1030 on the 10th floor in this existing Vancouver Heritage B commercial building on this site. Scope of Work: Demolish/construct partitions walls, remove existing millwork, flooring, electrical, plumbing and sprinkler work *****This application does not include any of the following: 1. Not more than 20 sprinklers (add, relocate, or remove), 2. hydraulic calculations, 3. change in occupancy and /or hazard classification, 4. warehouse storage arrangements, 5. mobile compact storage arrangements, 6. alternative solutions, 7. changes to the sprinkler system supply piping (e.g. valves, mains, cross-mains, branch-lines, etc.), or 8. flexible sprinkler pipe. | Five Star Fire Protection Ltd
EP-2023-06500 | 2023-07-19 | 789 W PENDER STREET, Vancouver, BC V6C 1H2 | Electrical Permit | Commercial | Tenant Improvement | Completed | Installation / Repair - Commercial - Tenant improvement – replace 24 base building light to LED, install (6) wall OS switch, replace existing plugs to decora style, replace existing data cable to cat6 data cable. >BP: #1205 - 12th floor Interior alteration to provide improvements for a new office tenant on the 12th floor of this existing Heritage 'B' commercial building. Scope of work: to construct new partition walls for two new offices. Remove and replace existing ceiling tiles, carpet, LVT, kitchenette millwork & kitchette sink. Alter ducting, diffusers, electrical, & sprinklers to suit new layout. Energy checklist is currently no longer required with your Building Permit (BP) application. Some supporting documents are still required at BP stage, specifically Envelope and HVAC, if applicable. Service Water Heating and Lighting supporting documents, if applicable, must be submitted with your related trades permits (e.g. electrical and plumbing). | Blueline Electrical Services Ltd
SP-2023-01213 | NULL | 789 W PENDER STREET, Vancouver, BC V6C 1H2 | Sprinkler Permit | Commercial | Renovation | Withdrawn | Commercial - add 1 head into new office | Five Star Fire Protection Ltd
EP-2023-10359 | 2023-11-30 | 789 W PENDER STREET, Vancouver, BC V6C 1H2 | Electrical Permit | Commercial | Tenant Improvement | Completed | Installation / Repair - Commercial - Relocate lights, install exit sign and (5) OS switch. Install (21) plugs and (14) data lines. Relocate fire alarm. -This is not a relocate or new device .... we are just re-installing an existing speaker into a new ceiling tile No new devices or wiring being installed *Hazardous Materials Assessment report cleared, Dec 5 RMN >BP: Interior alterations to provide tenant improvement to this existing general office on the 7th floor (#780) of this existing Heritage 'B' building on site. Scope of work: Demolish office partitions, millwork and ceiling tiles. Construct new layout for new offices, boardroom, staff area with new finishes, electrical, plumbing and sprinkler work to suit. Building Sprinklered – Separate sprinkler permit required for proposed sprinkler work. Energy checklist is currently no longer required with your Building Permit (BP) application. Some supporting documents are still required at BP stage, specifically Envelope and HVAC, if applicable. Service Water Heating and Lighting supporting documents, if applicable, must be submitted with your related trades permits (e.g. electrical and plumbing). | Blueline Electrical Services Ltd
PP-2023-03802 | 2023-10-30 | 789 W PENDER STREET, Vancouver, BC V6C 1H2 | Plumbing Permit | Commercial | Renovation | Completed | Commercial - Remove backflow in the 10 floor fan room serving the chiller feed which is no longer in use , serial # 360033 | Benchmark Mechanical Ltd
EP-2024-00144 | 2024-01-05 | 789 W PENDER STREET, Vancouver, BC V6C 1H2 | Electrical Permit | Commercial | NULL | Issued | Annual / Operating - ANNUAL/OPERATING PERMIT EXPIRED PERMIT EP-2023-00312 VALID January 22nd, 2024 until January 21st, 2025 | Blueline Electrical Services Ltd
SP-2024-00056 | 2024-01-18 | 789 W PENDER STREET, Vancouver, BC V6C 1H2 | Sprinkler Permit | Commercial | Renovation | Completed | Commercial - SUITE #780 - 7TH FLOOR - Add and relocate sprinkler heads as per drawing >BP: #780 - 7th Floor Interior alterations to provide tenant improvement to this existing general office on the 7th floor (#780) of this existing Heritage 'B' building on site. Scope of work: Demolish office partitions, millwork and ceiling tiles. Construct new layout for new offices, boardroom, staff area with new finishes, electrical, plumbing and sprinkler work to suit. *****This application does not include any of the following: 1. Not more than 20 sprinklers (add, relocate, or remove), 2. hydraulic calculations, 3. change in occupancy and /or hazard classification, 4. warehouse storage arrangements, 5. mobile compact storage arrangements, 6. alternative solutions, 7. changes to the sprinkler system supply piping (e.g. valves, mains, cross-mains, branch-lines, etc.), or 8. flexible sprinkler pipe. | Levitt Safety Limited
EP-2022-00255 | 2022-01-14 | 789 W PENDER STREET, Vancouver, BC V6C 1H2 | Electrical Permit | Commercial | NULL | Expired | Annual / Operating - Annual permit for maintenance purposes. RENEWAL FOR EP-2021-00171 VALID JAN 14/2022 TO JAN 13/2023 >>>>>>>>>>>> Amend: Jan. 28th -correct expiry dates should be: January 22, 2022 - January 21, 2023 | Blueline Electrical Services Ltd
EP-2022-01457 | 2022-02-28 | 789 W PENDER STREET, Vancouver, BC V6C 1H2 | Electrical Permit | Commercial | Tenant Improvement | Completed | Installation / Repair - Commercial - Demise existing unit 600 into two units. Separate power. -eparate lighting. Add a light switch to control lights on the new side. >BP: Interior alterations to demise this existing office unit (#600) into two units (#600 & #680) on the 6th floor of this existing commercial building on this site. OK for field review per Jamie Zhang Energy Update: E4 - Retrofit Path: BOMA BESt (Path 2) - No Additional Upgrades Req'd | Blueline Electrical Services Ltd
EP-2022-01458 | 2022-02-28 | 789 W PENDER STREET, Vancouver, BC V6C 1H2 | Electrical Permit | Commercial | Tenant Improvement | Completed | Installation / Repair - Commercial - Demo power/data, seismic lights, replace existing lights to LED. >BP: Interior alterations to provide tenant improvements for an existing office tenant on the 10th Floor (#1015) in this existing commercial building. Scope of work: remove select partition walls and 2 doors, lighting upgrade, electrical and sprinkler work. Ok For Field Review per K. Vogt - Feb 9/22 Energy Upgrade Exempt - BOMA BESt building Energy checklist is currently no longer required with your Building Permit (BP) application. Some supporting documents are still required at BP stage, specifically Envelope and HVAC, if applicable. Service Water Heating and Lighting supporting documents, if applicable, must be submitted with your related trades permits (e.g. electrical and plumbing). All energy upgrades will be checked during inspections stage. It is the applicant’s responsibility to identify and note all required upgrades including energy upgrades on their BP drawings at BP stage. | Blueline Electrical Services Ltd
SP-2022-00695 | 2022-05-11 | 789 W PENDER STREET, Vancouver, BC V6C 1H2 | Sprinkler Permit | Commercial | Tenant Improvement | Completed | Commercial - Relocate (3) existing sprinklers to new office layout. #680 - 6th Floor Interior alterations to provide tenant improvements for a new office tenant on the 6th Floor (#680) in this Vancouver Heritage B designated commercial building on site. Scope of work: demolish interior partition walls, remove/relocate doors, construct partition walls to create server room, lunchroom, storage area and a private office, electrical, plumbing and sprinkler work. TENANT: City University of Seattle *****This application does not include any of the following: 1. Not more than 20 sprinklers (add, relocate, or remove), 2. hydraulic calculations, 3. change in occupancy and /or hazard classification, 4. warehouse storage arrangements, 5. mobile compact storage arrangements, 6. alternative solutions, 7. changes to the sprinkler system supply piping (e.g. valves, mains, cross-mains, branch-lines, etc.), or 8. flexible sprinkler pipe. | Levitt Safety Limited
EP-2022-03649 | 2022-05-05 | 789 W PENDER STREET, Vancouver, BC V6C 1H2 | Electrical Permit | Commercial | Tenant Improvement | Completed | Installation / Repair - Commercial - Office TI – install lighting, plugs, exit sign and data >BP: Interior alterations to provide tenant improvements for a new office tenant on the 6th Floor (#680) in this Vancouver Heritage B designated commercial building on site. Scope of work: demolish interior partition walls, remove/relocate doors, construct partition walls to create server room, lunchroom, storage area and a private office, electrical, plumbing and sprinkler work. TENANT: City University of Seattle Building Sprinklered – Separate sprinkler permit required for proposed sprinkler work. E2 - Lighting - Upgrade to Bilevel Lighting Control (per 9.4.1.1.(d) of ASHRAE 90.1-2016) Energy checklist is currently no longer required with your Building Permit (BP) application. Some supporting documents are still required at BP stage, specifically Envelope and HVAC, if applicable. Service Water Heating and Lighting supporting documents, if applicable, must be submitted with your related trades permits (e.g. electrical and plumbing). All energy upgrades will be checked during inspections stage. It is the applicant’s responsibility to identify and note all required upgrades including energy upgrades on their BP drawings at BP stage. | Blueline Electrical Services Ltd
SP-2022-00523 | 2022-04-14 | 789 W PENDER STREET, Vancouver, BC V6C 1H2 | Sprinkler Permit | Commercial | Tenant Improvement | Completed | Commercial - Relocate (2) sprinklers | Levitt Safety Limited
EP-2022-01764 | 2022-03-04 | 800 W PENDER STREET, Vancouver, BC V6C 2V6 | Electrical Permit | Commercial | Tenant Improvement | Completed | Installation / Repair - Commercial - Install Quad receptacle and (2) data (2) Tel to each of 4 separate offices >BP: Interior alterations to provide tenant improvements for an existing general office tenant on the 5th floor (#530) in this existing commercial building. Scope of work: remove one interior non load-bearing wall and door. | Sasco Contractors Ltd
EP-2022-02243 | 2022-03-22 | 800 W PENDER STREET, Vancouver, BC V6C 2V6 | Electrical Permit | Commercial | Tenant Improvement | Completed | Installation / Repair - Commercial - Retrofit Exterior existing signs from Fluorescent to LED and hook up to power -This is an interior sign | Top's Lighting (2003) Ltd
SP-2022-00359 | 2022-03-15 | 800 W PENDER STREET, Vancouver, BC V6C 2V6 | Sprinkler Permit | Commercial | Tenant Improvement | Completed | Commercial - UNIT #530 - 1 CAP OFF SPRINKLER HEAD #530 - 5th floor Interior alterations to provide tenant improvements for an existing general office tenant on the 5th floor (#530) in this existing commercial building. Scope of work: remove one interior non load-bearing wall and door. This application does not include any of the following: 1. Not more than 20 sprinklers (add, relocate, or remove), 2. hydraulic calculations, 3. change in occupancy and /or hazard classification, 4. warehouse storage arrangements, 5. mobile compact storage arrangements, 6. alternative solutions, 7. changes to the sprinkler system supply piping (e.g. valves, mains, cross-mains, branch-lines, etc.), or 8. flexible sprinkler pipe. | Priority Fire Systems Ltd
SP-2022-00387 | 2022-03-21 | 800 W PENDER STREET, Vancouver, BC V6C 2V6 | Sprinkler Permit | Commercial | Tenant Improvement | Completed | Commercial - CAP-OFF 1 SPRINKLER HEAD #1510 - 15th floor Interior alterations to this existing office space on the 15th floor (#1510) in this existing commercial building on this site. Scope of work: remove two walls of the existing closet (door/frame and one wall). TENANT: Radelet & Company | Priority Fire Systems Ltd
SP-2023-01875 | 2023-10-11 | 800 W PENDER STREET, Vancouver, BC V6C 2V6 | Sprinkler Permit | Commercial | Tenant Improvement | Completed | Commercial - SUITE #1430 - 14TH FLOOR - Relocate sprinkler heads for tenant improvement. >BP: #1430 - 14th floor Interior alterations to this existing office space on the 14th floor (#1430) in this existing commercial building on this site. Scope of work: remove of walls and construction of new walls. Lighting and electrical work. New finishes. *****This application does not include any of the following: 1. Not more than 20 sprinklers (add, relocate, or remove), 2. hydraulic calculations, 3. change in occupancy and /or hazard classification, 4. warehouse storage arrangements, 5. mobile compact storage arrangements, 6. alternative solutions, 7. changes to the sprinkler system supply piping (e.g. valves, mains, cross-mains, branch-lines, etc.), or 8. flexible sprinkler pipe. | Priority Fire Systems Ltd
EP-2023-09280 | 2023-10-16 | 800 W PENDER STREET, Vancouver, BC V6C 2V6 | Electrical Permit | Commercial | Tenant Improvement | Completed | Installation / Repair - Commercial - Remove and replace light fixtures, install 7 occupancy sensor and 1 exit sign. >BP: #1430 - 14th floor Interior alterations to this existing office space on the 14th floor (#1430) in this existing commercial building on this site. Scope of work: remove of walls and construction of new walls. Lighting and electrical work. New finishes. Ok for DTI as per Kirat Kang - September 1, 2023 | Blueline Electrical Services Ltd
EP-2023-06027 | 2023-07-06 | 800 W PENDER STREET, Vancouver, BC V6C 2V6 | Electrical Permit | Commercial | NULL | Issued | Annual / Operating - Misc electrical work throughout Renewal of EP-2022-05542 Valid: Jul 21, 2023 to Jul 20, 2024 | Mott Electric General Partnership
EP-2023-05696 | 2023-06-27 | 800 W PENDER STREET, Vancouver, BC V6C 2V6 | Electrical Permit | Commercial | Tenant Improvement | Completed | Installation / Repair - Commercial - re and re lights to new led lighting | David Stein
EP-2023-05298 | 2023-06-13 | 800 W PENDER STREET, Vancouver, BC V6C 2V6 | Electrical Permit | Commercial | Addition | Completed | Installation / Repair - Commercial - Installation of one LV2 EV charger with backbone conduit system | Mott Electric General Partnership
EP-2022-08308 | 2022-10-03 | 800 W PENDER STREET, Vancouver, BC V6C 2V6 | Electrical Permit | Commercial | Tenant Improvement | Completed | Installation / Repair - Commercial - Demo, make safe all electrical Lighting - Supply and Install 30 fixtures Lighting control, power requirements including communications rough-in Life Safety including Verification of Fire Alarm devices Communications - Supply and install 12 Cat 6 drops #520 - 5th floor ( #510 & #520 combined) Interior alterations to provide tenant improvements for an existing general office tenant on the 5th floor (#520) in this existing commercial building. Scope of work: to validate WWOP done by others for the removal of a portion of the demising wall between #510 & #520 (retain #520) and removal of some partition walls/doors to open up kitchen area, new RCP and fluorescent light fixtures to match base building, electrical to suit. TENANT: Seastone IP LLP | Sasco Contractors Ltd
EP-2022-07279 | 2022-08-30 | 800 W PENDER STREET, Vancouver, BC V6C 2V6 | Electrical Permit | Commercial | Tenant Improvement | Completed | Installation / Repair - Commercial - Add new receptacles and new data cables | Mott Electric General Partnership
EP-2022-05542 | 2022-06-30 | 800 W PENDER STREET, Vancouver, BC V6C 2V6 | Electrical Permit | Commercial | NULL | Expired | Annual / Operating - Misc electrical work throughout Renewal of EP-2021-05464 Valid: Jul 21, 2022 to Jul 20, 2023 | Mott Electric General Partnership
SP-2022-01646 | 2022-10-12 | 800 W PENDER STREET, Vancouver, BC V6C 2V6 | Sprinkler Permit | Commercial | Tenant Improvement | Completed | Commercial - UNIT #520 - 5TH FLOOR - Add and relocate sprinkler heads for tenant improvement. >BP: #520 - 5th floor ( #510 & #520 combined) Interior alterations to provide tenant improvements for an existing general office tenant on the 5th floor (#520) in this existing commercial building. Scope of work: to validate WWOP done by others for the removal of a portion of the demising wall between #510 & #520 (retain #520) and removal of some partition walls/doors to open up kitchen area, new RCP and fluorescent light fixtures to match base building, electrical to suit. *****This application does not include any of the following: 1. Not more than 20 sprinklers (add, relocate, or remove), 2. hydraulic calculations, 3. change in occupancy and /or hazard classification, 4. warehouse storage arrangements, 5. mobile compact storage arrangements, 6. alternative solutions, 7. changes to the sprinkler system supply piping (e.g. valves, mains, cross-mains, branch-lines, etc.), or 8. flexible sprinkler pipe. | Priority Fire Systems Ltd
EP-2022-02047 | 2022-03-15 | 890 W PENDER STREET, Vancouver, BC V6C 1J9 | Electrical Permit | Commercial | Tenant Improvement | Completed | Installation / Repair - Commercial - Demo (Including make safe all electrical) Power requirements - change all receptacles and cover plates to new decora white. Communications - clean up existing data cabling for future tenant. Supply and Install new exit signs >BP: Interior alterations to provide improvements to this existing vacant office space on the 4th floor (#410) for a new office tenant in this existing commercial building on this site. Scope of work: select removal and construction of partition walls, finishes to reconfigure layout, electrical and plumbing work. OK for Field Review per K. Vogt - Nov 22, 2021 Building Sprinklered - Building Inspector to determine on site if a separate sprinkler permit is required. E2 Upgrade HVAC - Clean and Balance all Air Systems (per 6.7.2.3.2 of ASHRAE 90.1-2016 Energy checklist is currently no longer required with your Building Permit (BP) application. Some supporting documents are still required at BP stage, specifically Envelope and HVAC, if applicable. Service Water Heating and Lighting supporting documents, if applicable, must be submitted with your related trades permits (e.g. electrical and plumbing). All energy upgrades will be checked during inspections stage. It is the applicant's responsibility to identify and note all required upgrades including energy upgrades on their BP drawings at BP stage. | Sasco Contractors Ltd
SP-2022-00434 | 2022-03-25 | 890 W PENDER STREET, Vancouver, BC V6C 1J9 | Sprinkler Permit | Commercial | Tenant Improvement | Completed | Commercial - RELOCATE 1 SPRINKLER HEAD >BP:#410 - 4th floor Interior alterations to provide improvements to this existing vacant office space on the 4th floor (#410) for a new office tenant in this existing commercial building on this site. Scope of work: select removal and construction of partition walls, finishes to reconfigure layout, electrical and plumbing work. OK for Field Review per K. Vogt - Nov 22, 2021 Building Sprinklered - Building Inspector to determine on site if a separate sprinkler permit is required. E2 Upgrade HVAC - Clean and Balance all Air Systems (per 6.7.2.3.2 of ASHRAE 90.1-2016 Energy checklist is currently no longer required with your Building Permit (BP) application. Some supporting documents are still required at BP stage, specifically Envelope and HVAC, if applicable. Service Water Heating and Lighting supporting documents, if applicable, must be submitted with your related trades permits (e.g. electrical and plumbing). All energy upgrades will be checked during inspections stage. It is the applicant's responsibility to identify and note all required upgrades including energy upgrades on their BP drawings at BP stage. *****This application does not include any of the following: 1. Not more than 20 sprinklers (add, relocate, or remove), 2. hydraulic calculations, 3. change in occupancy and /or hazard classification, 4. warehouse storage arrangements, 5. mobile compact storage arrangements, 6. alternative solutions, 7. changes to the sprinkler system supply piping (e.g. valves, mains, cross-mains, branch-lines, etc.), or 8. flexible sprinkler pipe. | Priority Fire Systems Ltd
PP-2022-01628 | 2022-05-11 | 890 W PENDER STREET, Vancouver, BC V6C 1J9 | Plumbing Permit | Commercial | Tenant Improvement | Completed | Commercial - Install 1 new sink and dishwasher >BP: #750 - 7th Floor Interior alterations to provide tenant improvement for a new office tenant on the 7th floor (#750) in this existing commercial building on the site. Scope of work: Demolish/construct new partition walls to create office rooms, new doors, new millwork, electrical, plumbing and sprinkler work. Building Sprinklered – Separate sprinkler permit required for proposed sprinkler work. OK For Field Review per Kim V- Mar 30/22 E2 - Retrofit Path: BOMA BESt (Path 1) - No Additional Upgrades Req'd Energy checklist is currently no longer required with your Building Permit (BP) application. Some supporting documents are still required at BP stage, specifically Envelope and HVAC, if applicable. Service Water Heating and Lighting supporting documents, if applicable, must be submitted with your related trades permits (e.g. electrical and plumbing). All energy upgrades will be checked during inspections stage. It is the applicant’s responsibility to identify and note all required upgrades including energy upgrades on their BP drawings at BP stage. | Aquarius Mechanical Services Inc
EP-2022-04023 | 2022-05-16 | 890 W PENDER STREET, Vancouver, BC V6C 1J9 | Electrical Permit | Commercial | Tenant Improvement | Completed | Installation / Repair - Commercial - 1) Demo (including making safe all electrical). 2) Lighting - Install as per luminaire schedule, no new fixtures. 3) Light Controls - supply and install control in closed offices and meeting room. Open office controls to stay as existing 4) Power requirements - including communications rough-in and a surface floor box C/W scanning/coring 5) Life Safety- EM lighting/exit signs >BP: Interior alterations to provide tenant improvement for a new office tenant on the 7th floor (#750) in this existing commercial building on the site. Scope of work: Demolish/construct new partition walls to create office rooms, new doors, new millwork, electrical, plumbing and sprinkler work. Building Sprinklered – Separate sprinkler permit required for proposed sprinkler work. OK For Field Review per Kim V- Mar 30/22 E2 - Retrofit Path: BOMA BESt (Path 1) - No Additional Upgrades Req'd Energy checklist is currently no longer required with your Building Permit (BP) application. Some supporting documents are still required at BP stage, specifically Envelope and HVAC, if applicable. Service Water Heating and Lighting supporting documents, if applicable, must be submitted with your related trades permits (e.g. electrical and plumbing). All energy upgrades will be checked during inspections stage. It is the applicant’s responsibility to identify and note all required upgrades including energy upgrades on their BP drawings at BP stage. | Sasco Contractors Ltd
SP-2022-00933 | 2022-06-10 | 890 W PENDER STREET, Vancouver, BC V6C 1J9 | Sprinkler Permit | Commercial | Tenant Improvement | Completed | Commercial - ADD AND RELOCATE 7 SPRINKLER HEADS >BP: #750 - 7th Floor Interior alterations to provide tenant improvement for a new office tenant on the 7th floor (#750) in this existing commercial building on the site. Scope of work: Demolish/construct new partition walls to create office rooms, new doors, new millwork, electrical, plumbing and sprinkler work. >>*****This application does not include any of the following: 1. Not more than 20 sprinklers (add, relocate, or remove), 2. hydraulic calculations, 3. change in occupancy and /or hazard classification, 4. warehouse storage arrangements, 5. mobile compact storage arrangements, 6. alternative solutions, 7. changes to the sprinkler system supply piping (e.g. valves, mains, cross-mains, branch-lines, etc.), or 8. flexible sprinkler pipe | Priority Fire Systems Ltd
SP-2022-01054 | 2022-06-28 | 890 W PENDER STREET, Vancouver, BC V6C 1J9 | Sprinkler Permit | Commercial | Tenant Improvement | Completed | Commercial - ADD AND RELOCATE 2 SPIRNKLER HEADS #440 - 4th floor Interior alterations in this existing office unit on the 4th floor (#440) in this existing commercial building on this site. Scope of work: creating a server room by adding 2 walls, door and frame. TENANT: Social Research and Demonstration Corporation For Plan Sketch and Under 20 sprinkler heads TI *****This application does not include any of the following: 1. Not more than 20 sprinklers (add, relocate, or remove), 2. hydraulic calculations, 3. change in occupancy and /or hazard classification, 4. warehouse storage arrangements, 5. mobile compact storage arrangements, 6. alternative solutions, 7. changes to the sprinkler system supply piping (e.g. valves, mains, cross-mains, branch-lines, etc.), or 8. flexible sprinkler pipe. | Priority Fire Systems Ltd
EP-2022-05498 | 2022-06-28 | 890 W PENDER STREET, Vancouver, BC V6C 1J9 | Electrical Permit | Commercial | Tenant Improvement | Completed | Installation / Repair - Commercial - Retrofit 4 existing lights to led, relocate 1 existing light, install power for fan >BP: Interior alterations in this existing office unit on the 4th floor (#440) in this existing commercial building on this site. Scope of work: creating a server room by adding 2 walls, door and frame. TENANT: Social Research and Demonstration Corporation E2 - Retrofit Path: BOMA BESt (Path 1) - No Additional Upgrades REq'd Energy checklist is currently no longer required with your Building Permit (BP) application. Some supporting documents are still required at BP stage, specifically Envelope and HVAC, if applicable. Service Water Heating and Lighting supporting documents, if applicable, must be submitted with your related trades permits (e.g. electrical and plumbing). All energy upgrades will be checked during inspections stage. It is the applicant’s responsibility to identify and note all required upgrades including energy upgrades on their BP drawings at BP stage. | Blueline Electrical Services Ltd
PP-2023-03626 | 2023-10-17 | 890 W PENDER STREET, Vancouver, BC V6C 1J9 | Plumbing Permit | Commercial | Tenant Improvement | Completed | Commercial - TI >BP: #210 - 2nd floor Interior alterations to demise full floor office tenant #210 into two units to be #210 and #220 and to provide tenant improvements for the existing office tenant in #210 in this existing commercial building on this site. Scope of work: remove partition walls, doors, construct new demising wall, partition walls, doors, finishes, adjust HVAC, electrical, mechanical, plumbing and sprinkler work. | KERN BSG MANAGEMENT LTD
EP-2023-07275 | 2023-08-10 | 890 W PENDER STREET, Vancouver, BC V6C 1J9 | Electrical Permit | Commercial | Renovation | Completed | Installation / Repair - Commercial - Demo electrical and data in marked area. Move power cables, and replace exit sign. #310 - 3rd floor Interior alterations to the existing office unit on the 3rd floor (#310) in this existing commercial building on this site. Scope of work: remove select partition walls and portion of wall to suit new entry door. Sprinkler work. | Sasco Contractors Ltd
SP-2023-01509 | 2023-08-18 | 890 W PENDER STREET, Vancouver, BC V6C 1J9 | Sprinkler Permit | Commercial | Tenant Improvement | Completed | Commercial - Relocate one sprinkler head for tenant improvement. >BP: #310 - 3rd floor Interior alterations to the existing office unit on the 3rd floor (#310) in this existing commercial building on this site. Scope of work: remove select partition walls and portion of wall to suit new entry door. Sprinkler work. *****This application does not include any of the following: 1. Not more than 20 sprinklers (add, relocate, or remove), 2. hydraulic calculations, 3. change in occupancy and /or hazard classification, 4. warehouse storage arrangements, 5. mobile compact storage arrangements, 6. alternative solutions, 7. changes to the sprinkler system supply piping (e.g. valves, mains, cross-mains, branch-lines, etc.), or 8. flexible sprinkler pipe. | Priority Fire Systems Ltd
SP-2023-01753 | 2023-09-25 | 890 W PENDER STREET, Vancouver, BC V6C 1J9 | Sprinkler Permit | Commercial | Tenant Improvement | Completed | Commercial - Add and relocate sprinkler heads for tenant improvement. >BP: #210 - 2nd floor Interior alterations to demise full floor office tenant #210 into two units to be #210 and #220 and to provide tenant improvements for the existing office tenant in #210 in this existing commercial building on this site. Scope of work: remove partition walls, doors, construct new demising wall, partition walls, doors, finishes, adjust HVAC, electrical, mechanical, plumbing and sprinkler work. *****This application does not include any of the following: 1. Not more than 20 sprinklers (add, relocate, or remove), 2. hydraulic calculations, 3. change in occupancy and /or hazard classification, 4. warehouse storage arrangements, 5. mobile compact storage arrangements, 6. alternative solutions, 7. changes to the sprinkler system supply piping (e.g. valves, mains, cross-mains, branch-lines, etc.), or 8. flexible sprinkler pipe. | Priority Fire Systems Ltd
EP-2023-08762 | 2023-09-28 | 890 W PENDER STREET, Vancouver, BC V6C 1J9 | Electrical Permit | Commercial | Renovation | Completed | Installation / Repair - Commercial - Installation of new power and data. Revise controls to suit. >BP: #210 - 2nd floor Interior alterations to demise full floor office tenant #210 into two units to be #210 and #220 and to provide tenant improvements for the existing office tenant in #210 in this existing commercial building on this site. Scope of work: remove partition walls, doors, construct new demising wall, partition walls, doors, finishes, adjust HVAC, electrical, mechanical, plumbing and sprinkler work. TENANT: Dye & Durham Corporation Letters of Assurance submitted by: Schedule A and Architectural Schedule B, Mohammed Saeed Jhatam, Architect, ph: 778-688-1966 Mechanical and Plumbing Schedule B. Hang Ren, P.Eng., ph: 604-298-4858 Electrical Schedule B, Hyungryul (David) Joo, P.Eng., ph: 604-298-4858 OK for Office TI per W. Wong Building Sprinklered - Separate sprinkler permit required for proposed sprinkler work. Energy checklist is currently no longer required with your Building Permit (BP) application. Some supporting documents are still required at BP stage, specifically Envelope and HVAC, if applicable. Service Water Heating and Lighting supporting documents, if applicable, must be submitted with your related trades permits (e.g. electrical and plumbing). | Centre Electric Ltd
NULL | NULL | 3590 WELLINGTON AVENUE, Vancouver, BC V5R 4Z1 | Gas Permit | Residential | Renovation | Withdrawn | Residential - Removing old one and installing new gas stove | Super Tech Appliances Installation Ltd
GP-2022-01529 | 2022-05-17 | 1285 WAVERLEY AVENUE, Vancouver, BC V5W 2C4 | Gas Permit | Residential | Renovation | Completed | Residential - New Furnace replacement | Pro Ace Heating & Air Conditioning Services Ltd
EP-2023-03088 | 2023-05-16 | 2041 WAVERLEY AVENUE, Vancouver, BC V5P 1R4 | Electrical Permit | Residential | Addition | Completed | Installation / Repair - Residential - Installation / Repair - Residential Upgrade existing service to 200A duplex meter base 125A - Laneway main switch 100A - Main house switch Underground teck cable installation for House | AMTEK Electric Ltd
EP-2022-05920 | 2022-07-14 | 2185 WAVERLEY AVENUE, Vancouver, BC V5P 1R4 | Electrical Permit | Residential | Renovation | Completed | Installation / Repair - Residential - Upgrade existing service to 200amps in detached garage, to re feed existing house panel off of new garage panel | Cityscape Electrical Ltd
GP-2023-03024 | 2023-10-12 | 1948 WHYTE AVENUE, Vancouver, BC V6J 1B3 | Gas Permit | Residential | Renovation | Cancelled | Residential - Installation of 1 gas fireplace -venting and hook up only | Urban Fireplaces Ltd
GP-2023-03354 | 2023-11-03 | 1954 WHYTE AVENUE, Vancouver, BC V6J 1B3 | Gas Permit | Residential | Tenant Improvement | Issued | Residential - Boiler Replacement (100 000 BTU) | PAPA PLUMBING & HEATING LTD.
EP-2022-08117 | 2022-09-29 | 1995 WHYTE AVENUE, Vancouver, BC V6J 1B4 | Electrical Permit | Residential | Tenant Improvement | Completed | Installation / Repair - Residential - Installation of Porsche EV Charger on new 40Amp Breaker | Trudel, Daniel, DBA: Electrum Charging Solutions Inc.
GP-2023-03191 | 2023-10-23 | 2054 WHYTE AVENUE, Vancouver, BC V6J 1B5 | Gas Permit | Residential | Renovation | Completed | Residential - RE&RE furnace | Milani Plumbing Heating & Air Conditioning Ltd
EP-2024-00666 | 2024-01-25 | 1206 WILLIAM STREET, Vancouver, BC V6A 2J2 | Electrical Permit | Commercial | Addition | Issued | Temporary Power - Commercial - To provide temporary power. | York Electrical Ltd
EP-2023-03616 | 2023-04-26 | 7085 WILTSHIRE STREET, Vancouver, BC V6P 5H4 | Electrical Permit | Residential | Renovation | Issued | Installation / Repair - Residential - Old house new wiring and new service upgrading from 100 Amp to 200 Amp. >BP: Exterior and interior alterations to provide improvements to this one family dwelling building on this site. Exterior work to replace sliding doors with a window on the basement west elevation. Structural Schedule B provided by Ke Jian Ma OK for Field Review per W.Wong | M.K. Electric Ltd
PP-2023-02002 | 2023-06-06 | 7085 WILTSHIRE STREET, Vancouver, BC V6P 5H4 | Plumbing Permit | Residential | Renovation | Issued | Residential - house is being renovated everything is being replaced >BP: Exterior and interior alterations to provide improvements to this one family dwelling building on this site. Exterior work to replace sliding doors with a window on the basement west elevation. | THANDI PLUMBING LTD
EP-2023-04316 | 2023-05-23 | 7085 WILTSHIRE STREET, Vancouver, BC V6P 5H4 | Electrical Permit | Residential | Renovation | Issued | Installation / Repair - Residential - Alarm, cameras and network wiring. >BP: Exterior and interior alterations to provide improvements to this one family dwelling building on this site. Exterior work to replace sliding doors with a window on the basement west elevation. Structural Schedule B provided by Ke Jian Ma OK for Field Review per W.Wong | Modern Security Systems Ltd
GP-2023-02244 | 2023-07-28 | 7085 WILTSHIRE STREET, Vancouver, BC V6P 5H4 | Gas Permit | Residential | Renovation | Issued | Residential - 1 Range, 1 Boiler & 1 BBQ >BP: Exterior and interior alterations to provide improvements to this one family dwelling building on this site. Exterior work to replace sliding doors with a window on the basement west elevation. | THANDI PLUMBING LTD
GP-2023-03356 | 2023-11-06 | 7138 WILTSHIRE STREET, Vancouver, BC V6P 5H5 | Gas Permit | Residential | Tenant Improvement | Completed | Residential - install gas fireplace | Campbell Care Plumbing, Heating & Air Ltd.
GP-2022-00772 | 2022-03-10 | 7215 WILTSHIRE STREET, Vancouver, BC V6P 5H4 | Gas Permit | Residential | Tenant Improvement | Completed | Residential - Replace conventional hot water tank with a tankless system | Suter Services Ltd
GP-2023-01420 | 2023-05-02 | 4088 WINDERMERE STREET, Vancouver, BC V5R 2G6 | Gas Permit | Residential | Renovation | Completed | Residential - FURNACE RE/RE | Reliance Comfort Limited Partnership
EP-2023-09465 | 2023-11-01 | 2316 WINDSOR STREET, Vancouver, BC V5T 3Z5 | Electrical Permit | Commercial | Addition | Issued | Installation / Repair - Commercial - Supply and Install new 125A Meter Base with breaker on existing Meter Stack Supply and install breakers in new 125A 1phase SIEMENS Panel Supply and install (3) 40-amp 2 pole SIEMENS breakers for (5) networked EV Chargers Installation 125 feet 3/4" conduit for data and WAP Installation of 150 feet 1.25” conduit from electrical room to parkade Installation of hanger racks for conduit runs Hire third party contractor for the set up of wireless access points and WIFI access Hiring third party contractor for coring and scanning Provide and install fire caulking around conduits Installation of 4 junction boxes in the parkade for accessibility Organized shutdown for power to add additional breaker after hours Run (2) 1” conduits from junction in the parkade to 6 parking stalls and 10 feet of conduit and wiring between parking stalls on same circuit. | MJR Electric Ltd
EP-2022-04878 | 2022-06-10 | 2475 W BROADWAY, Vancouver, BC V6K 2E8 | Electrical Permit | Commercial | Renovation | Completed | Installation / Repair - Commercial - EMERGENCY - Maintenance replacement of fire alarm | Fina Electrical Systems Ltd
EP-2023-10105 | 2023-11-23 | 2475 W BROADWAY, Vancouver, BC V6K 2E8 | Electrical Permit | Commercial | Addition | Completed | Installation / Repair - Commercial - Replace current 120 volt LED tubes with new 120 volt LED fixtures. Install 4 occupancy sensors to turn lights on and off when motion is detected. -No structural work is being performed. Work will be done in a concrete parking garage where we will be replacing old tube fixtures with new LED ones. | Yastremski Associates Inc
EP-2022-10203 | 2022-12-05 | 2475 W BROADWAY, Vancouver, BC V6K 2E8 | Electrical Permit | Commercial | Renovation | Completed | Installation / Repair - Commercial - Install customer supplied EV Chargers and install new conduits. | Power Pros Electrical Ltd
EP-2022-00701 | 2022-02-01 | 1867 W BROADWAY, Vancouver, BC V6J 4W1 | Electrical Permit | Commercial | NULL | Expired | Annual / Operating - Annual Electrical Operating Permit Renewal of EP-2021-00697 Valid: Jan 28/2022 to Jan 27/2023 | Action Electric Ltd
EP-2023-00812 | 2023-02-01 | 1867 W BROADWAY, Vancouver, BC V6J 4W1 | Electrical Permit | Commercial | NULL | Expired | Annual / Operating - Annual Electrical Operating Permit. Renewal of EP-2022-00701 Valid: Jan 28/2023 to Jan 27/2024 | Action Electric Ltd
EP-2024-00405 | 2024-01-19 | 1867 W BROADWAY, Vancouver, BC V6J 4W1 | Electrical Permit | Commercial | NULL | Issued | Annual / Operating - Annual Electrical Operating Permit - Renewal of EP-2023-00812 - Valid: January 28, 2024 - January 27, 2025 | Action Electric Ltd
EP-2023-06031 | 2023-07-06 | 1885 W BROADWAY, Vancouver, BC V6J 1Y5 | Electrical Permit | Commercial | NULL | Issued | Annual / Operating - *ANNUAL OPERATING PERMIT* Renewal of EP-2022-05832 Valid from July 11,2023 - July 10, 2024 Miscellaneous service requests including lights and ballasts changes, switches, and receptacles repairs and etc. | MDE Enterprises Ltd
EP-2022-05832 | 2022-07-12 | 1885 W BROADWAY, Vancouver, BC V6J 1Y5 | Electrical Permit | Commercial | NULL | Expired | Annual / Operating - *ANNUAL OPERATING PERMIT* Renewal of EP-2021-04683 Valid from July 11, 2022 - July 10, 2023 Miscellaneous service requests including lights and ballasts changes, switches, and receptacles repairs and etc. | MDE Enterprises Ltd
EP-2021-07141 | 2022-05-26 | 1928 W BROADWAY, Vancouver, BC V6J 1Z2 | Electrical Permit | Commercial | Addition | Completed | Installation / Repair - Commercial - Re and re of old track light heads for new. troubleshooting lighting, troubleshooting circuits for owner, adding new dishwasher circuit | MJR Electric Ltd
PP-2023-00645 | 2023-02-23 | 1941 W BROADWAY, Vancouver, BC V6J 1Z3 | Plumbing Permit | Commercial | Tenant Improvement | Completed | Commercial - Ti for new workout gym >BP: Interior alterations and a change of use from Restaurant Class 1 to Fitness Centre Class 2 to provide improvements for a new tenant at this commercial building on this site. | Bawn Plumbing Ltd
EP-2023-02531 | 2023-04-11 | 1941 W BROADWAY, Vancouver, BC V6J 1Z3 | Electrical Permit | Commercial | Tenant Improvement | Completed | Installation / Repair - Commercial - tenant improvement: -Wire and install wall receptacles, lightings, wall switches, sub-panel and fire alarm >BP: Interior alterations and a change of use from Restaurant Class 1 to Fitness Centre Class 2 to provide improvements for a new tenant at this commercial building on this site. Schedule A - Joseph Park 604-771-5695 Arch Sch B - Joseph Park 604-771-5695 Mech Sch B - Avi Singh 604-593-1446 Elec Sch B - Gary Jatana 604-593-1446 E2 - Lighting upgrade - to incorporate auto partial off (per 9.4.1.1.(g) ASHRAE 90.1-2016) | Quality Electric Ltd
GP-2023-03977 | 2023-12-12 | 3392 W 8TH AVENUE, Vancouver, BC V6R 1Y4 | Gas Permit | Residential | Renovation | Issued | Residential - Installation of 1 gas fireplace - venting and hook up only | Urban Fireplaces Ltd
EP-2024-00203 | 2024-01-08 | 4166 W KING EDWARD AVENUE, Vancouver, BC V6S 1N3 | Electrical Permit | Residential | New | Issued | Temporary Power - Residential - To provide temporary power. | Uppal Electrical Ltd
GP-2023-02932 | 2023-10-05 | 4188 W KING EDWARD AVENUE, Vancouver, BC V6S 1N3 | Gas Permit | Residential | Renovation | Completed | Residential - hot water tank replacement | Reid Brothers Plumbing & Heating Ltd
GP-2023-02674 | 2023-10-06 | 4188 W KING EDWARD AVENUE, Vancouver, BC V6S 1N3 | Gas Permit | Residential | Renovation | Completed | Residential - Cap off gas line. >BP: Exterior alterations to remove the outdoor pool on the rear of this existing Single Detached House. | CRESTWOOD PLUMBING LTD
GP-2023-02663 | NULL | 4188 W KING EDWARD AVENUE, Vancouver, BC V6S 1N3 | Gas Permit | Residential | Renovation | Draft | Residential - Cap off gas line. | CRESTWOOD PLUMBING LTD
EP-2023-07261 | 2023-08-10 | 4188 W KING EDWARD AVENUE, Vancouver, BC V6S 1N3 | Electrical Permit | Residential | Renovation | Completed | Installation / Repair - Residential - Disconnect pool motor circuit. BP: Exterior alterations to remove the outdoor pool on the rear of this existing Single Detached House. | Edik Zohrabian
EP-2022-01616 | 2022-03-01 | 905 W PENDER STREET, Vancouver, BC V6C 1L6 | Electrical Permit | Commercial | NULL | Expired | Annual / Operating - Building maintenance Renewal of EP-2021-01636 Valid: Feb 21/2022 to Feb 20/2023 | Mac's Electric Ltd
EP-2023-01369 | 2023-02-17 | 905 W PENDER STREET, Vancouver, BC V6C 1L6 | Electrical Permit | Commercial | NULL | Issued | Annual / Operating - Annual Operating Permit - Building maintenance Renewal of EP-2022-01616 Valid: Feb 21/2023 to Feb 20/2024 to change start date to Feb 21/2023 | Mac's Electric Ltd
EP-2024-00192 | 2024-01-17 | 921 W PENDER STREET, Vancouver, BC V6C 1M2 | Electrical Permit | Commercial | Renovation | Completed | Installation / Repair - Commercial - Replace reception cabinets, replace receptacles Interior alterations to remove partition walls in the lobby on the ground floor of this existing hotel building on this site. WWOP related to CF-2023-012578. Jan 10 RMN WWOP FEES applied | Guy Line Electric Ltd
NULL | NULL | 921 W PENDER STREET, Vancouver, BC V6C 1M2 | Sprinkler Permit | NULL | NULL | Draft | Commercial - NEW SPRINKLER HEAD BY LAYOUT | Spectrum Fire Protection Ltd
SP-2024-00071 | 2024-01-23 | 921 W PENDER STREET, Vancouver, BC V6C 1M2 | Sprinkler Permit | Residential | Renovation | Completed | Residential - NEW SPRINKLER BY LAYOUT CHANGE >BP: Interior alterations to remove partition walls in the lobby on the ground floor of this existing hotel building on this site. *****This application does not include any of the following: 1. Not more than 20 sprinklers (add, relocate, or remove), 2. hydraulic calculations, 3. change in occupancy and /or hazard classification, 4. warehouse storage arrangements, 5. mobile compact storage arrangements, 6. alternative solutions, 7. changes to the sprinkler system supply piping (e.g. valves, mains, cross-mains, branch-lines, etc.), or 8. flexible sprinkler pipe. | Spectrum Fire Protection Ltd
NULL | NULL | 1040 W PENDER STREET, Vancouver, BC | Electrical Permit | Commercial | NULL | Draft | Annual / Operating - General maintenance, inspections and repairs. | Modern Niagara Vancouver Inc
EP-2023-09869 | 2023-11-09 | 1040 W PENDER STREET, Vancouver, BC | Electrical Permit | Commercial | NULL | Issued | Annual / Operating - Annual Operating Permit | Modern Niagara Vancouver Inc
SP-2022-00295 | 2022-03-04 | 1050 W PENDER STREET, Vancouver, BC V6E 3S7 | Sprinkler Permit | Commercial | Tenant Improvement | Completed | Commercial - 1 NEW SPRINKLER HEAD >Interior alterations to provide improvements for this existing office tenant on the 22nd floor (#2200) in this existing commercial building on this site. Scope of work: remove select partition walls, doors, glazing, millwork and construct new glazed partition walls, millwork, power/voice and data, electrical, plumbing and sprinkler work. TENANT: Readymode.com, Inc. OK for field review as per R. Astorino - November 16, 2021 Building Sprinklered - Separate sprinkler permit required for proposed sprinkler work. E2 - Clean and Balance all Air Systems (per 6.7.3.2 of ASHRAE 90.1-2016) Energy checklist is currently no longer required with your Building Permit (BP) application. Some supporting documents are still required at BP stage, specifically Envelope and HVAC, if applicable. Service Water Heating and Lighting supporting documents, if applicable, must be submitted with your related trades permits (e.g. electrical and plumbing). All energy upgrades will be checked during inspections stage. It is the applicant's responsibility to identify and note all required upgrades including energy upgrades on their BP drawings at BP stage. *****This application does not include any of the following: 1. Not more than 20 sprinklers (add, relocate, or remove), 2. hydraulic calculations, 3. change in occupancy and /or hazard classification, 4. warehouse storage arrangements, 5. mobile compact storage arrangements, 6. alternative solutions, 7. changes to the sprinkler system supply piping (e.g. valves, mains, cross-mains, branch-lines, etc.), or 8. flexible sprinkler pipe. | Priority Fire Systems Ltd
SP-2022-00346 | 2022-03-11 | 1050 W PENDER STREET, Vancouver, BC V6E 3S7 | Sprinkler Permit | Commercial | Tenant Improvement | Completed | Commercial - ADD AND RELOCATE 4 SPRINKLER HEADS #1550 and #1530 - 15th Floor (T.I to #1550) Interior alterations to the 15th floor to demise the existing office tenant space #1550 into two units to be #1550 and #1530 and to provide tenant improvements to #1550 only, in this existing commercial building on this site. Scope of work: construct demising wall between the 2 units, remove partition walls, doors, millwork and closet to create a new suite entry door way to #1530, new doors and frames, new millwork, electrical and sprinkler work to suit. TENANT: Bunt & Associate Engineering Ltd. (#1550) *****This application does not include any of the following: 1. Not more than 20 sprinklers (add, relocate, or remove), 2. hydraulic calculations, 3. change in occupancy and /or hazard classification, 4. warehouse storage arrangements, 5. mobile compact storage arrangements, 6. alternative solutions, 7. changes to the sprinkler system supply piping (e.g. valves, mains, cross-mains, branch-lines, etc.), or 8. flexible sprinkler pipe. | Priority Fire Systems Ltd
PP-2022-00822 | 2022-03-10 | 1050 W PENDER STREET, Vancouver, BC V6E 3S7 | Plumbing Permit | Commercial | Renovation - Dwelling Unit(s) only | Completed | Commercial - Suite #2200 - Installing (1) sink with filtered water dispenser. Providing connection to (1) dishwasher and (1) coffee machine. #2200 - 22nd floor Interior alterations to provide improvements for this existing office tenant on the 22nd floor (#2200) in this existing commercial building on this site. Scope of work: remove select partition walls, doors, glazing, millwork and construct new glazed partition walls, millwork, power/voice and data, electrical, plumbing and sprinkler work. | Fred Welsh Ltd
EP-2022-01809 | 2022-03-10 | 1050 W PENDER STREET, Vancouver, BC V6E 3S7 | Electrical Permit | Commercial | Tenant Improvement | Completed | Installation / Repair - Commercial - Tenant Improvement work including branch wiring -Class 2 circuits (data termination in existing data rack), branch wiring for kitchen power and kitchen island >BP: #2200 - 22nd floor Interior alterations to provide improvements for this existing office tenant on the 22nd floor (#2200) in this existing commercial building on this site. Scope of work: remove select partition walls, doors, glazing, millwork and construct new glazed partition walls, millwork, power/voice and data, electrical, plumbing and sprinkler work. TENANT: Readymode.com, Inc. OK for field review as per R. Astorino - November 16, 2021 Building Sprinklered - Separate sprinkler permit required for proposed sprinkler work. E2 - Clean and Balance all Air Systems (per 6.7.3.2 of ASHRAE 90.1-2016) Energy checklist is currently no longer required with your Building Permit (BP) application. Some supporting documents are still required at BP stage, specifically Envelope and HVAC, if applicable. Service Water Heating and Lighting supporting documents, if applicable, must be submitted with your related trades permits (e.g. electrical and plumbing). All energy upgrades will be checked during inspections stage. It is the applicant's responsibility to identify and note all required upgrades including energy upgrades on their BP drawings at BP stage. | Sasco Contractors Ltd
EP-2022-02778 | 2022-04-07 | 1050 W PENDER STREET, Vancouver, BC V6E 3S7 | Electrical Permit | Commercial | Tenant Improvement | Completed | Installation / Repair - Commercial - Suite demise. Suite #1550 has divided into 2 units - #1550 & #1530 Tenant improvement work within #1550 - -New Exit signage -Add pac poles for furniture power & data requirements -Class 2 wiring. Voice & data cabling & terminations -Lighting controls into existing offices for auto-shut off -Existing lighting, power, data to remain as is. -We are only adding wall-mounted occupancy-sensor switches to replace the existing toggle-switches. >BP: Interior alterations to the 15th floor to demise the existing office tenant space #1550 into two units to be #1550 and #1530 and to provide tenant improvements to #1550 only, in this existing commercial building on this site. Scope of work: construct demising wall between the 2 units, remove partition walls, doors, millwork and closet to create a new suite entry door way to #1530, new doors and frames, new millwork, electrical and sprinkler work to suit. TENANT: Bunt & Associate Engineering Ltd. (#1550) * Separate permit(s) required for future improvements to unit #1530. OK For Field Review per Kim V - Jan 14/22 E2 - Lighting - Upgrade to incorporate Automatic Full OFF (per 9.4.1.1.(h) of ASHRAE 90.1-2016) Amend: May 20, 2022 We have removed the Lighting control scope - not installing any lights or fixtures. they are all existing to remain. permit value reduction for this is -$2200.00 we are also adding in VSP to the Permit (Suite 1530-under the same BP) which includes: Subpanel, 2 exit signs. Existing light fixtures and controls to remain. value for permit $3600.00 new total of $10,313 is correct. | Sasco Contractors Ltd
EP-2022-05040 | 2022-06-15 | 1050 W PENDER STREET, Vancouver, BC V6E 3S7 | Electrical Permit | Commercial | Tenant Improvement | Completed | Installation / Repair - Commercial - Install electrical outlets for TV's and projector -There are 3 TV locations that power was added to, but I have no room numbers to refer as there were no floor plans provided | Canem Systems Ltd
EP-2022-03975 | NULL | 1050 W PENDER STREET, Vancouver, BC V6E 3S7 | Electrical Permit | Commercial | Tenant Improvement | Cancelled | Installation / Repair - Commercial - Exit Lights & Subpanel | Sasco Contractors Ltd
EP-2022-00827 | 2022-02-04 | 1050 W PENDER STREET, Vancouver, BC V6E 3S7 | Electrical Permit | Commercial | Tenant Improvement | Completed | Installation / Repair - Commercial - New ceiling tiles for Suite #1000. Remove decorative & pendant lighting so ceiling-tiles can be replaced. Re-install decorative/pendant lighting in same location. Provide and install new Exit Signs - green running man No additional or new lighting No change to controls or circuitry | Sasco Contractors Ltd
EP-2023-10023 | 2023-11-16 | 1050 W PENDER STREET, Vancouver, BC V6E 3S7 | Electrical Permit | Commercial | Renovation - Dwelling Unit(s) only | Completed | Installation / Repair - Commercial - - Add (2) new potlights - Add (12ft) ribbon lighting - (3) new battery pack combos - add (2) new vacancy switches - add (22) new data drops - existing data rack to remain - add (15) new 15A receptacles - add (1) 15A dishwasher connection - add (6) new 15A circuits - add (2) new pacpoles >BP: Interior alterations to provide improvement for this existing General Office tenant on the 14th floor (#1450) in this existing commercial building on this site. Scope of work: Construct new office partitions/glass, new lunchroom millwork, flooring, new paint. Relocate the sink, faucet, dishwasher, electrical, plumbing and sprinkler work. Building Sprinklered – Separate sprinkler permit required for proposed sprinkler work. Energy checklist is currently no longer required with your Building Permit (BP) application. Some supporting documents are still required at BP stage, specifically Envelope and HVAC, if applicable. Service Water Heating and Lighting supporting documents, if applicable, must be submitted with your related trades permits (e.g. electrical and plumbing). | Centre Electric Ltd
EP-2023-07513 | 2023-08-17 | 1050 W PENDER STREET, Vancouver, BC V6E 3S7 | Electrical Permit | Commercial | Tenant Improvement | Completed | Installation / Repair - Commercial - Demo and receptacles and branch circuits >BP: Interior alterations to provide tenant improvements in this existing General Office space on the 6th floor (#650) of this existing commercial building on site. Scope of work includes demolition of two (2) non-load bearing interior walls and a door, millwork, carpet removal, new paint, electrical and sprinkler work. REVISION #1: Interior lay-out changes and increase in project value of $30,000. June 27/23 - LLL Building Sprinklered – Separate sprinkler permit required for proposed sprinkler work. Energy checklist is currently no longer required with your Building Permit (BP) application. Some supporting documents are still required at BP stage, specifically Envelope and HVAC, if applicable. Service Water Heating and Lighting supporting documents, if applicable, must be submitted with your related trades permits (e.g. electrical and plumbing). | Mott Electric General Partnership
EP-2023-11076 | 2023-12-11 | 1050 W PENDER STREET, Vancouver, BC V6E 3S7 | Electrical Permit | Commercial | Tenant Improvement | Issued | Installation / Repair - Commercial - Supply and Install new light fixtures and exit signs and Fire alarm speakers. >BP: Interior alterations only to provide improvements to the common elevator lobby on the 17th floor (#1700) in this existing multi-tenant commercial building on this site. Scope of work: New flooring and wall finishes, renovate the drywall ceiling by the elevator doors and electrical work. Letters of Assurance submitted: Schedule A and Architectural Schedule B by Sadaf Alerassoul, Architect, AIBC., 604.646.4581 Electrical Schedule B by S.S. Dhaliwal, P.Eng., 604.609.0500 x108 Plumbing/Mechanical Schedule B by Ronald Braun, P.Eng., 604.609.0500 Building Sprinklered – Building inspector to determine on site if a separate sprinkler permit is required. Energy checklist is currently no longer required with your Building Permit (BP) application. Some supporting documents are still required at BP stage, specifically Envelope and HVAC, if applicable. Service Water Heating and Lighting supporting documents, if applicable, must be submitted with your related trades permits (e.g. electrical and plumbing). | Canem Systems Ltd
PP-2023-04267 | 2023-12-07 | 1050 W PENDER STREET, Vancouver, BC V6E 3S7 | Plumbing Permit | Commercial | Addition | Completed | Commercial - Add backflow device for water filter | Element Plumbing Ltd
EP-2023-10863 | 2023-12-11 | 1050 W PENDER STREET, Vancouver, BC V6E 3S7 | Electrical Permit | Commercial | Tenant Improvement | Issued | Installation / Repair - Commercial - Supply and Install new light fixtures and exit signs and Fire alarm speakers. >BP: Interior alterations to provide improvements to elevator lobby and common corridors to the 6th floor of this existing commercial building. Scope work: update flooring walls, finishes & lighting. Renovations to drywall ceiling by elevator doors to add height to space. Letters of Assurance: Schedule A by: Sadaf Alerassoul, Architect, AIBC. Ph#604.646.4581 Architectural Schedule B by: Sadaf Alerassoul, Architect, AIBC. Ph#604.646.4581 Electrical Schedule B by: S. S. Dhaliwal, P.Eng. ph#604-609-0500 x108 Mechanical Schedule B by;Ronald Braun, M.Sc., P.Eng. ph#604-609-0500 Energy checklist is currently no longer required with your Building Permit (BP) application. Some supporting documents are still required at BP stage, specifically Envelope and HVAC, if applicable. Service Water Heating and Lighting supporting documents, if applicable, must be submitted with your related trades permits (e.g. electrical and plumbing). | Canem Systems Ltd
EP-2023-10512 | 2023-11-22 | 1050 W PENDER STREET, Vancouver, BC V6E 3S7 | Electrical Permit | Commercial | NULL | Issued | Annual / Operating - Misc work throughout Renewal of EP-2022-10257 Valid: December 4, 2023 to December 3, 2024 | Mott Electric General Partnership
SP-2023-02123 | 2023-11-22 | 1050 W PENDER STREET, Vancouver, BC V6E 3S7 | Sprinkler Permit | Commercial | Tenant Improvement | Completed | Commercial - Relocate sprinkler heads for tenant improvement. >BP: #1450 - 14th Floor Interior alterations to provide improvement for this existing General Office tenant on the 14th floor (#1450) in this existing commercial building on this site. Scope of work: Construct new office partitions/glass, new lunchroom millwork, flooring, new paint. Relocate the sink, faucet, dishwasher, electrical, plumbing and sprinkler work. *****This application does not include any of the following: 1. Not more than 20 sprinklers (add, relocate, or remove), 2. hydraulic calculations, 3. change in occupancy and /or hazard classification, 4. warehouse storage arrangements, 5. mobile compact storage arrangements, 6. alternative solutions, 7. changes to the sprinkler system supply piping (e.g. valves, mains, cross-mains, branch-lines, etc.), or 8. flexible sprinkler pipe. | Priority Fire Systems Ltd
PP-2023-04089 | 2023-11-21 | 1050 W PENDER STREET, Vancouver, BC V6E 3S7 | Plumbing Permit | Commercial | Tenant Improvement | Completed | Commercial - SUITE #1450 - 14TH FLOOR - Relocate sink to opposing side of wall >BP: #1450 - 14th Floor Interior alterations to provide improvement for this existing General Office tenant on the 14th floor (#1450) in this existing commercial building on this site. Scope of work: Construct new office partitions/glass, new lunchroom millwork, flooring, new paint. Relocate the sink, faucet, dishwasher, electrical, plumbing and sprinkler work. | Element Plumbing Ltd
SP-2023-02117 | 2023-11-21 | 1050 W PENDER STREET, Vancouver, BC V6E 3S7 | Sprinkler Permit | Commercial | Tenant Improvement | Issued | Commercial - 6TH FLOOR - Add & relocate sprinkler heads for elevator lobby and corridor renovation. >BP: 6th floor - elevator lobby and common corridor Interior alterations to provide improvements to elevator lobby and common corridors to the 6th floor of this existing commercial building. Scope work: update flooring walls, finishes & lighting. Renovations to drywall ceiling by elevator doors to add height to space. *****This application does not include any of the following: 1. Not more than 20 sprinklers (add, relocate, or remove), 2. hydraulic calculations, 3. change in occupancy and /or hazard classification, 4. warehouse storage arrangements, 5. mobile compact storage arrangements, 6. alternative solutions, 7. changes to the sprinkler system supply piping (e.g. valves, mains, cross-mains, branch-lines, etc.), or 8. flexible sprinkler pipe. | Priority Fire Systems Ltd
SP-2023-02118 | 2023-11-21 | 1050 W PENDER STREET, Vancouver, BC V6E 3S7 | Sprinkler Permit | Commercial | Tenant Improvement | Issued | Commercial - SUITE #1700 - 17TH FLOOR - Add & relocate sprinkler heads for elevator lobby and corridor renovation. >BP: #1700 - 17th Floor (elevator lobby & common corridors) Interior alterations only to provide improvements to the common elevator lobby on the 17th floor (#1700) in this existing multi-tenant commercial building on this site. Scope of work: New flooring and wall finishes, renovate the drywall ceiling by the elevator doors and electrical work. *****This application does not include any of the following: 1. Not more than 20 sprinklers (add, relocate, or remove), 2. hydraulic calculations, 3. change in occupancy and /or hazard classification, 4. warehouse storage arrangements, 5. mobile compact storage arrangements, 6. alternative solutions, 7. changes to the sprinkler system supply piping (e.g. valves, mains, cross-mains, branch-lines, etc.), or 8. flexible sprinkler pipe. | Priority Fire Systems Ltd
SP-2023-00425 | 2023-08-01 | 1050 W PENDER STREET, Vancouver, BC V6E 3S7 | Sprinkler Permit | Commercial | Tenant Improvement | Issued | Commercial - To replace the existing fire pump with a new pump with the same specifications. | Tactical Fire Safety
EP-2023-06298 | 2023-07-13 | 1050 W PENDER STREET, Vancouver, BC V6E 3S7 | Electrical Permit | Commercial | Tenant Improvement | Completed | Installation / Repair - Commercial - Add power and Data connections for existing office walls. Add overfloor raceway. >BP: Interior alterations to provide tenant improvements for this existing tenant on the 12th floor (#1200) of this existing mixed use building. Scope of work: Remove partition, millwork, door, light fixtures. Construct partition wall between reception and lunch room, flooring, new glass door, add vision panels on existing doors, electrical and plumbing work. TENANT: Ausenco Engineering Canada Inc Building Sprinklered – Building inspector to determine on site if a separate sprinkler permit is required. No sprinkler permit required as per DBI. Energy checklist is currently no longer required with your Building Permit (BP) application. Some supporting documents are still required at BP stage, specifically Envelope and HVAC, if applicable. Service Water Heating and Lighting supporting documents, if applicable, must be submitted with your related trades permits (e.g. electrical and plumbing). | Canem Systems Ltd
PP-2023-02282 | 2023-06-27 | 1050 W PENDER STREET, Vancouver, BC V6E 3S7 | Plumbing Permit | Commercial | Tenant Improvement | Completed | Commercial - SUITE #1200 - Installing new HWT >BP: #1200 - 12th floor (full floor tenant) Interior alterations to provide tenant improvements for this existing tenant on the 12th floor (#1200) of this existing mixed use building. Scope of work: Remove partition, millwork, door, light fixtures. Construct partition wall between reception and lunch room, flooring, new glass door, add vision panels on existing doors, electrical and plumbing work. Amend: July 5, 2023 Removed the HWT. Add one (1) backflow preventor for the coffee machine and one (1) Dishwasher. | Fred Welsh Ltd
EP-2023-06449 | 2023-07-20 | 1050 W PENDER STREET, Vancouver, BC V6E 3S7 | Electrical Permit | Commercial | Tenant Improvement | Completed | Installation / Repair - Commercial - Electrical Demo - All Walls to Remain. No structural work being performed on this permit. | Sasco Contractors Ltd
SP-2023-01352 | 2023-07-25 | 1050 W PENDER STREET, Vancouver, BC V6E 3S7 | Sprinkler Permit | Commercial | Tenant Improvement | Completed | Commercial - Relocate sprinkler heads for tenant improvement. >BP: #650 - 6th Floor Interior alterations to provide tenant improvements in this existing General Office space on the 6th floor (#650) of this existing commercial building on site. Scope of work includes demolition of two (2) non-load bearing interior walls and a door, millwork, carpet removal, new paint, electrical and sprinkler work. *****This application does not include any of the following: 1. Not more than 20 sprinklers (add, relocate, or remove), 2. hydraulic calculations, 3. change in occupancy and /or hazard classification, 4. warehouse storage arrangements, 5. mobile compact storage arrangements, 6. alternative solutions, 7. changes to the sprinkler system supply piping (e.g. valves, mains, cross-mains, branch-lines, etc.), or 8. flexible sprinkler pipe. | Priority Fire Systems Ltd
EP-2022-05660 | 2022-07-06 | 1050 W PENDER STREET, Vancouver, BC V6E 3S7 | Electrical Permit | Commercial | Tenant Improvement | Completed | Installation / Repair - Commercial - -Demo as required -Branch wiring -Class 2 wiring (voice/data) -Lighting -Lighting controls -Exit signage >BP: 10th Floor - Common Lobby Interior alterations only to provide improvements to the common elevator lobby on the 10th floor in this existing commercial use building on site. Scope of work: Update architectural ceiling details, new lighting, paint and wall tiles. Relocate one suite entry door. OK for Field Review per K. Vogt; Apr 13, 2022 E2 - Lighting - Upgrade to Bilevel Lighting Control (per 9.4.1.1.(d) of ASHRAE 90.1-2016) Energy checklist is currently no longer required with your Building Permit (BP) application. Some supporting documents are still required at BP stage, specifically Envelope and HVAC, if applicable. Service Water Heating and Lighting supporting documents, if applicable, must be submitted with your related trades permits (e.g. electrical and plumbing). All energy upgrades will be checked during inspections stage. It is the applicant's responsibility to identify and note all required upgrades including energy upgrades on their BP drawings at BP stage. | Sasco Contractors Ltd
SP-2022-01006 | 2022-06-21 | 1050 W PENDER STREET, Vancouver, BC V6E 3S7 | Sprinkler Permit | Commercial | Tenant Improvement | Completed | Commercial - ADD AND RELOCATE 10 SPRINKLER HEADS > Interior alterations only to provide improvements to the common elevator lobby on the 10th floor in this existing commercial use building on site. Scope of work: Update architectural ceiling details, new lighting, paint and wall tiles. Relocate one suite entry door. OK for Field Review per K. Vogt; Apr 13, 2022 E2 - Lighting - Upgrade to Bilevel Lighting Control (per 9.4.1.1.(d) of ASHRAE 90.1-2016) Energy checklist is currently no longer required with your Building Permit (BP) application. Some supporting documents are still required at BP stage, specifically Envelope and HVAC, if applicable. Service Water Heating and Lighting supporting documents, if applicable, must be submitted with your related trades permits (e.g. electrical and plumbing). All energy upgrades will be checked during inspections stage. It is the applicant's responsibility to identify and note all required upgrades including energy upgrades on their BP drawings at BP stage. *****This application does not include any of the following: 1. Not more than 20 sprinklers (add, relocate, or remove), 2. hydraulic calculations, 3. change in occupancy and /or hazard classification, 4. warehouse storage arrangements, 5. mobile compact storage arrangements, 6. alternative solutions, 7. changes to the sprinkler system supply piping (e.g. valves, mains, cross-mains, branch-lines, etc.), or 8. flexible sprinkler pipe. | Priority Fire Systems Ltd
EP-2022-07236 | 2022-08-26 | 1050 W PENDER STREET, Vancouver, BC V6E 3S7 | Electrical Permit | Commercial | NULL | Expired | Movie Set / Filming - To allow for Movie Set/Filming Applicant shall provide completed Contractor Declaration form, and dates of filming and associated location(s) to csinspection.clerks@vancouver.ca prior to the commencement of filming. Visit vancouver.ca/inspections for more details. Amend: Aug 29, 2022 include 1550 Burrard St, and 80 Pacific Boulevard. | Asymetric Media Ltd
EP-2022-10257 | 2022-12-06 | 1050 W PENDER STREET, Vancouver, BC V6E 3S7 | Electrical Permit | Commercial | NULL | Expired | Annual / Operating - Misc electrical work throughout Renewal of EP-2021-08986 Valid: December 4, 2022 to December 3, 2023 | Mott Electric General Partnership
EP-2022-10588 | 2022-12-15 | 1050 W PENDER STREET, Vancouver, BC V6E 3S7 | Electrical Permit | Commercial | Tenant Improvement | Completed | Installation / Repair - Commercial - Short section of EMT conduit Run 3 new CAT6 wires | Rainforest Electrical and Solar Ltd
NULL | NULL | 1050 W PENDER STREET, Vancouver, BC V6E 3S7 | Electrical Permit | Commercial | New | Draft | Installation / Repair - Commercial - Electrical Rough in and power installation | Action Electric Ltd
EP-2022-09767 | 2022-11-21 | 1050 W PENDER STREET, Vancouver, BC V6E 3S7 | Electrical Permit | Commercial | Tenant Improvement | Completed | Installation / Repair - Commercial - 17th Floor Installation of receptacles, installation of under floor raceway, rough in of data. | Action Electric Ltd
EP-2022-09218 | 2022-11-01 | 1095 W PENDER STREET, Vancouver, BC V6E 2M6 | Electrical Permit | Commercial | Addition | Completed | Installation / Repair - Commercial - UNIT #270 - Install 1 Card Reader Door NO MAGLOCKS >BP: #270 - 2nd floor Interior alterations to provide improvements for an existing office tenant on the 2nd floor (#270) in this existing commercial building on this site. Scope of work: remove select partition walls, millwork, ceiling and construct new t-bar ceiling, lighting, finishes and electrical work. | PALADIN TECHNOLOGIES INC
EP-2022-08544 | 2022-10-11 | 1095 W PENDER STREET, Vancouver, BC V6E 2M6 | Electrical Permit | Commercial | NULL | Expired | Annual / Operating - Annual Operating Permit 2500KVA Service Expired permit EP-2021-05838 Valid Sept 30/2022 -Sept 29/2023 | Sasco Contractors Ltd
EP-2023-00540 | 2023-01-27 | 1095 W PENDER STREET, Vancouver, BC V6E 2M6 | Electrical Permit | Commercial | Tenant Improvement | Completed | Installation / Repair - Commercial - -demolition as required -provide and install 100-amp subpanel, no change to main service -supply and install light fixtures to LED, one for one. -lighting controls -replace exits to Green Running Man -class 2 wiring (data & tel) | Sasco Contractors Ltd
EP-2022-07107 | 2022-08-24 | 1095 W PENDER STREET, Vancouver, BC V6E 2M6 | Electrical Permit | Commercial | Tenant Improvement | Completed | Installation / Repair - Commercial - Demolition, install new lighting and lighting control, devices and new tenant sub panel. >BP: Interior alterations to provide improvements for an existing office tenant on the 2nd floor (#270) in this existing commercial building on this site. Scope of work: remove select partition walls, millwork, ceiling and construct new t-bar ceiling, lighting, finishes and electrical work. Electrical Schedule B submitted by Roger Dupuis, P.Eng., LEED AP, ph: 604-569-6500 E2 - Retrofit Path (BOMA BESt (Path 1) - No Additional Upgrades Required Energy checklist is currently no longer required with your Building Permit (BP) application. Some supporting documents are still required at BP stage, specifically Envelope and HVAC, if applicable. Service Water Heating and Lighting supporting documents, if applicable, must be submitted with your related trades permits (e.g. electrical and plumbing). All energy upgrades will be checked during inspections stage. It is the applicant’s responsibility to identify and note all required upgrades including energy upgrades on their BP drawings at BP stage. | Western Pacific Enterprises Ltd
SP-2022-01565 | 2022-09-27 | 1095 W PENDER STREET, Vancouver, BC V6E 2M6 | Sprinkler Permit | Commercial | Tenant Improvement | Completed | Commercial - UNIT #270 -2ND FLOOR - Add and relocate sprinkler heads for tenant improvement. >BP: #270 - 2nd floor Interior alterations to provide improvements for an existing office tenant on the 2nd floor (#270) in this existing commercial building on this site. Scope of work: remove select partition walls, millwork, ceiling and construct new t-bar ceiling, lighting, finishes and electrical work. *****This application does not include any of the following: 1. Not more than 20 sprinklers (add, relocate, or remove), 2. hydraulic calculations, 3. change in occupancy and /or hazard classification, 4. warehouse storage arrangements, 5. mobile compact storage arrangements, 6. alternative solutions, 7. changes to the sprinkler system supply piping (e.g. valves, mains, cross-mains, branch-lines, etc.), or 8. flexible sprinkler pipe. | Priority Fire Systems Ltd
EP-2022-07668 | 2022-09-26 | 1095 W PENDER STREET, Vancouver, BC V6E 2M6 | Electrical Permit | Commercial | Renovation | Issued | Installation / Repair - Commercial - UNIT #1450 - installation of a panic button used to lock down some of their doors. NO MAG LOCKS Site Contact: Jean Duhirwe 604-862-3557 | PALADIN TECHNOLOGIES INC
SP-2022-01167 | 2022-07-22 | 1095 W PENDER STREET, Vancouver, BC V6E 2M6 | Sprinkler Permit | Commercial | Tenant Improvement | Completed | Commercial - Replace & Relocate #810 - 8th floor Interior alterations to provide tenant improvements for a new office tenant on the 8th floor (#810) in this existing commercial building on this site. Scope of work: construct partition walls, doors, finishes, lighting, electrical and sprinkler work. *****This application does not include any of the following: 1. Not more than 20 sprinklers (add, relocate, or remove), 2. hydraulic calculations, 3. change in occupancy and /or hazard classification, 4. warehouse storage arrangements, 5. mobile compact storage arrangements, 6. alternative solutions, 7. changes to the sprinkler system supply piping (e.g. valves, mains, cross-mains, branch-lines, etc.), or 8. flexible sprinkler pipe. | Viking Fire Protection Inc
EP-2023-07000 | 2023-08-03 | 1095 W PENDER STREET, Vancouver, BC V6E 2M6 | Electrical Permit | Commercial | Tenant Improvement | Completed | Installation / Repair - Commercial - LEVEL 2 - 30KW DHWT RELOCATION: Relocate transformer from the 2nd floor to the main electrical room on P1 c/w intercepting conduit and as per engineered drawing. | Mott Electric General Partnership
SP-2023-00814 | 2023-06-01 | 1095 W PENDER STREET, Vancouver, BC V6E 2M6 | Sprinkler Permit | Commercial | New | Issued | Commercial - For sprinkler system alterations to the 2019 VBBL and NFPA 13, 2013 for the tenant improvements to replace existing copper sprinkler pipe with new steel pipe Engineer of Record: Dan Wong 778-847-0572 denveng7@gmail.com | Priority Fire Systems Ltd
SP-2023-00329 | 2023-02-27 | 1095 W PENDER STREET, Vancouver, BC V6E 2M6 | Sprinkler Permit | Commercial | Tenant Improvement | Completed | Commercial - Relocated and Replaced with New Sprinkler Heads >BP: Interior alterations to provide tenant improvements for a new tenant on the 3rd floor (#305) of this existing commercial building. Scope of work: add one wall and one door. no demo in scope. *tenant in #301 is moving into #305. *****This application does not include any of the following: 1. Not more than 20 sprinklers (add, relocate, or remove), 2. hydraulic calculations, 3. change in occupancy and /or hazard classification, 4. warehouse storage arrangements, 5. mobile compact storage arrangements, 6. alternative solutions, 7. changes to the sprinkler system supply piping (e.g. valves, mains, cross-mains, branch-lines, etc.), or 8. flexible sprinkler pipe | Viking Fire Protection Inc
EP-2023-08717 | 2023-09-27 | 1095 W PENDER STREET, Vancouver, BC V6E 2M6 | Electrical Permit | Commercial | Tenant Improvement | Completed | Installation / Repair - Commercial - Relocate lights, new lighting control, new exit signs, additional receptacles and data cabling added. >BP: Interior alterations to provide tenant improvements to this existing general office on the 7th floor (#700) of this existing commercial building on site. Scope of work: Construct new partitions walls, doors to enclose some offices, new millwork, finishes, flooring, lighting fixtures, electrical and sprinkler work. Letters of Assurance submitted: Schedule A and Architectural Schedule B by Michael McNaught, Architect, AIBC., 604.724.7602 Electrical Schedule B by Roger Dupuis, P.Eng., 604.569.6500 Plumbing/Mechanical Schedule B by Eric Cresswell, P.Eng., 604.684.5995 Building Sprinklered – Separate sprinkler permit required for proposed sprinkler work. Energy checklist is currently no longer required with your Building Permit (BP) application. Some supporting documents are still required at BP stage, specifically Envelope and HVAC, if applicable. Service Water Heating and Lighting supporting documents, if applicable, must be submitted with your related trades permits (e.g. electrical and plumbing). | Mott Electric General Partnership
EP-2023-08537 | 2023-09-21 | 1095 W PENDER STREET, Vancouver, BC V6E 2M6 | Electrical Permit | Commercial | NULL | Issued | Annual / Operating - Annual Operating Permit 2500KVA Service Renewal of EP-2022-08544 Valid: Sept 30/2023 -Sept 29/2024 | Sasco Contractors Ltd
SP-2023-01746 | 2023-09-22 | 1095 W PENDER STREET, Vancouver, BC V6E 2M6 | Sprinkler Permit | Commercial | Tenant Improvement | Completed | Commercial - Add and relocate sprinkler heads for tenant improvement. >BP: #700 - 7th Floor Interior alterations to provide tenant improvements to this existing general office on the 7th floor (#700) of this existing commercial building on site. Scope of work: Construct new partitions walls, doors to enclose some offices, new millwork, finishes, flooring, lighting fixtures, electrical and sprinkler work. *****This application does not include any of the following: 1. Not more than 20 sprinklers (add, relocate, or remove), 2. hydraulic calculations, 3. change in occupancy and /or hazard classification, 4. warehouse storage arrangements, 5. mobile compact storage arrangements, 6. alternative solutions, 7. changes to the sprinkler system supply piping (e.g. valves, mains, cross-mains, branch-lines, etc.), or 8. flexible sprinkler pipe. | Priority Fire Systems Ltd
EP-2023-08652 | 2023-11-09 | 1095 W PENDER STREET, Vancouver, BC V6E 2M6 | Electrical Permit | Commercial | NULL | Issued | Annual / Operating - TO CONTINUE WORK STARTED BY OTHERS (EP-2023-08537) Misc work throughout | Mott Electric General Partnership
SP-2023-02065 | 2023-11-27 | 1095 W PENDER STREET, Vancouver, BC V6E 2M6 | Sprinkler Permit | Commercial | New | Issued | Commercial - For sprinkler system alterations to the 2019 VBBL and NFPA 13, 2013 for the tenant improvements to provide interior alterations to remove all interior partition walls and finishes from this existing office space on the 18th floor (#1800) to create a one shell space in this existing commercial building. Engineer of Record: Dan Wong 778-847-0572 denveng7@gmail.com | Priority Fire Systems Ltd
EP-2023-10412 | 2023-11-30 | 1095 W PENDER STREET, Vancouver, BC V6E 2M6 | Electrical Permit | Commercial | Tenant Improvement | Issued | Installation / Repair - Commercial - Demo power, lighting, data cable, new exits and relocate light fixtures to the open shell space layout. Base building shell space >BP: #1800 - 18th Floor Interior alterations to remove all interior partition walls and finishes from this existing office space on the 18th floor (#1800) to create a one shell space in this existing commercial building. Scope of work per VBBL 2019: Remove all interior walls, doors, ceiling work, millwork and the existing washrooms in common area. Separate permit is required for any future tenant improvement or to change the use. Building Sprinklered – Building inspector to determine on site if a separate sprinkler permit is required. | Mott Electric General Partnership
EP-2022-00420 | 2022-01-21 | 1095 W PENDER STREET, Vancouver, BC V6E 2M6 | Electrical Permit | Commercial | Tenant Improvement | Completed | Installation / Repair - Commercial - Demo of existing lighting and lighting controls, Add new lighting and lighting controls to the main Lobby area >BP: Interior alterations to provide improvement on the ground floor lobby in this existing high rise commercial building. Scope of work : Interior demolition of Lobby, Elevator Lobby ceiling, flooring, mechanical equipment and lighting. Construction of new interior finishes: lighting fixtures, ceiling, floors and revisions to mechanical and sprinkler system Ok for Field Review per K.Vogt Note: Energy trigger not required BOMA BEST building. Energy checklist is currently no longer required with your Building Permit (BP) application. Some supporting documents are still required at BP stage, specifically Envelope and HVAC, if applicable. Service Water Heating and Lighting supporting documents, if applicable, must be submitted with your related trades permits (e.g. electrical and plumbing). All energy upgrades will be checked during inspections stage. It is the applicant’s responsibility to identify and note all required upgrades including energy upgrades on their BP drawings at BP stage. Letters of Assurance submitted: Schedule A by Michael D. McNaught Architect, AIBC, MRAIC. ph#604.724.7602. - Architectural Schedule B by Michael D. McNaught Architect, AIBC, MRAIC. ph#604.724.7602. -Mechanical/Plumbing Schedule B by Recep Ahmet Ozata; P.Eng. Ph# 604-684-5995. -Electrical Schedule B by Roger Dupuis, P.Eng. LEED AP. Ph# 604-569-6500. **Amended Sept 12,2022 - Changed Total Value from $143,750 to $197,250.** | Mott Electric General Partnership
SP-2021-01683 | 2022-01-07 | 1095 W PENDER STREET, Vancouver, BC V6E 2M6 | Sprinkler Permit | Commercial | Addition | Completed | Commercial - Landlord work to replace existing copper pipe with new steel pipe. | Priority Fire Systems Ltd
EP-2022-04552 | 2022-06-01 | 1095 W PENDER STREET, Vancouver, BC V6E 2M6 | Electrical Permit | Commercial | Tenant Improvement | Completed | Installation / Repair - Commercial - Tenant improvement - add power and communication outlets >BP: Interior alterations to provide tenant improvements for a new office tenant on the 8th floor (#810) in this existing commercial building on this site. Scope of work: construct partition walls, doors, finishes, lighting, electrical and sprinkler work. OK for Field Review per K. Vogt February 18, 2022 Building Sprinklered - Separate sprinkler permit required for proposed sprinkler work. E2 - Lighting - Upgrade to incorporate Automatic FULL OFF (per 9.4.1.1 (h) of ASHRAE 90.1-2016) Energy checklist is currently no longer required with your Building Permit (BP) application. Some supporting documents are still required at BP stage, specifically Envelope and HVAC, if applicable. Service Water Heating and Lighting supporting documents, if applicable, must be submitted with your related trades permits (e.g. electrical and plumbing). All energy upgrades will be checked during inspections stage. It is the applicant's responsibility to identify and note all required upgrades including energy upgrades on their BP drawings at BP stage. | Western Pacific Enterprises Ltd
EP-2022-01721 | 2022-03-17 | 1095 W PENDER STREET, Vancouver, BC V6E 2M6 | Electrical Permit | Commercial | Tenant Improvement | Completed | Installation / Repair - Commercial - Replace existing receptacles with new GFCI type, replace existing lights with new LED type c/w wire guards. Replace disconnect with new. >BP: Interior alterations to replace an existing internal lift connecting the 21st and 22nd floors for the US Consulate in this existing commercial building on this site. OK for field review Dave Holbrook - Aug 24, 2021 Letters of assurance submitted by: R.P Demeyer, 604-647-4900, P.Eng, Schedule A. kendall Jessiman 604-736-5581, reg. Architect, Atchitectural Schedule B. P.Lazarescu, 604-366-9153, P.Eng, Structural Schedule B. Note to applicant: The services of a structural engineer may be required, based upon site inspection by the District Building Inspector. No sprinkler permit required per DBI. Energy checklist is currently no longer required with your Building Permit (BP) application. Some supporting documents are still required at BP stage, specifically Envelope and HVAC, if applicable. Service Water Heating and Lighting supporting documents, if applicable, must be submitted with your related Trades permits (e.g. electrical and plumbing). All energy upgrades will be checked during inspections stage. It is the applicant’s responsibility to identify and note all required upgrades including energy upgrades on their BP drawings at BP stage. | Action Electric Ltd
EP-2023-10856 | 2023-12-13 | 3537 W KING EDWARD AVENUE, Vancouver, BC V6S 1M4 | Electrical Permit | Residential | Addition | Completed | Installation / Repair - Residential - Upgrade the service from 100 Amps to 200Amps | Bo Electric Ltd
GP-2022-02151 | 2022-07-21 | 3545 W KING EDWARD AVENUE, Vancouver, BC V6S 1M4 | Gas Permit | Residential | Renovation - Dwelling Unit(s) only | Completed | Residential - Installing 50-gal gas water heater | Reid Brothers Plumbing & Heating Ltd
GP-2022-00144 | 2022-01-17 | 3548 W KING EDWARD AVENUE, Vancouver, BC V6S 1M5 | Gas Permit | Residential | Renovation | Completed | Residential - Re&Re furnace BTU:60.000 | Milani Plumbing Heating & Air Conditioning Ltd
EP-2022-04151 | 2022-05-30 | 3554 W KING EDWARD AVENUE, Vancouver, BC V6S 1M6 | Electrical Permit | Residential | Tenant Improvement | Completed | Installation / Repair - Residential - Electrical install of AC. BP not required. NO change to existing service. | Moore And Russell Heating And Air Conditioning Ltd
EP-2022-00571 | 2022-01-25 | 3555 W KING EDWARD AVENUE, Vancouver, BC V6S 1M4 | Electrical Permit | Residential | New | Expired | Temporary Power - Residential - To provide temporary power. | CHEEMA ELECTRIC LTD
PP-2022-02549 | 2022-08-04 | 3555 W KING EDWARD AVENUE, Vancouver, BC V6S 1M4 | Plumbing Permit | Residential | New | Completed | Residential - Two Sump No Pump | Canadian Excavating Ltd
EP-2022-06773 | 2022-08-22 | 3555 W KING EDWARD AVENUE, Vancouver, BC V6S 1M4 | Electrical Permit | Residential | New | Completed | Installation / Repair - Residential - 1FD+SS - #1 & #2 - Electrical wiring for single family dwelling and with secondary suite. 200 amp overhead service with three meters. 125amp for main house 100amp for secondary suite 100amp for laneway house To construct a 2 storey + basement one-family dwelling with a secondary suite located in the basement with a laneway house building, at the rear providing 2 parking spaces, having vehicular access from the lane. Note: This is a 2 storey building pursuant to the Zoning and Development By-Law 1- Covenant registered at the Land Title Office under CA9454418 2- Bar sink proposed in the basement 3- A/C unit proposed in the rear yard | Altech Electric Ltd
EP-2022-05843 | 2022-08-11 | 3555 W KING EDWARD AVENUE, Vancouver, BC V6S 1M4 | Electrical Permit | Residential | New | Expired | Temporary Power - Residential - To provide temporary power. TO CONTINUE WORK STARTED BY PREVIOUS EP-2022-00571 | Altech Electric Ltd
PP-2022-03938 | 2022-11-01 | 3555 W KING EDWARD AVENUE, Vancouver, BC V6S 1M4 | Plumbing Permit | Residential | New | Completed | Residential - 1FD+SS - #1 & #2 - plumbing >DB: To construct a 2 storey + basement one-family dwelling with a secondary suite located in the basement with a laneway house building, at the rear providing 2 parking spaces, having vehicular access from the lane. Note: This is a 2 storey building pursuant to the Zoning and Development By-Law 1- Covenant registered at the Land Title Office under CA9454418 2- Bar sink proposed in the basement 3- A/C unit proposed in the rear yard 6- The entire building to be sprinklered to NFPA 13D | WDR CONTRACTING LTD
GP-2022-03384 | 2022-11-01 | 3555 W KING EDWARD AVENUE, Vancouver, BC V6S 1M4 | Gas Permit | Residential | New | Completed | Residential - 1FD+SS - #1 & #2 - gas ( fireplace rough in only ) >DB: To construct a 2 storey + basement one-family dwelling with a secondary suite located in the basement with a laneway house building, at the rear providing 2 parking spaces, having vehicular access from the lane. Note: This is a 2 storey building pursuant to the Zoning and Development By-Law 1- Covenant registered at the Land Title Office under CA9454418 2- Bar sink proposed in the basement 3- A/C unit proposed in the rear yard 6- The entire building to be sprinklered to NFPA 13D. | WDR CONTRACTING LTD
MP-2022-00565 | 2022-11-14 | 3555 W KING EDWARD AVENUE, Vancouver, BC V6S 1M4 | Mechanical Permit | NULL | NULL | Completed | NULL | WDR CONTRACTING LTD
SP-2022-01890 | 2022-11-14 | 3555 W KING EDWARD AVENUE, Vancouver, BC V6S 1M4 | Sprinkler Permit | Residential | New | Completed | Residential - new sprinkler system To construct a 2 storey + basement one-family dwelling with a secondary suite located in the basement with a laneway house building, at the rear providing 2 parking spaces, having vehicular access from the lane. Note: This is a 2 storey building pursuant to the Zoning and Development By-Law 1- Covenant registered at the Land Title Office under CA9454418 2- Bar sink proposed in the basement 3- A/C unit proposed in the rear yard 4- Schedule B: Chih-Yuan Shen, P.Eng. (604-771-0116) Structural & Geotechnical 5- HPO: Residential Builder - Kadium Construction Ltd 6- The entire building to be sprinklered to NFPA 13D. | Haven Fire Protection Ltd
EP-2023-01980 | 2023-03-08 | 3555 W KING EDWARD AVENUE, Vancouver, BC V6S 1M4 | Electrical Permit | Residential | New | Completed | Installation / Repair - Residential - 1FD+SS - #1 & #2 - rough in and completion for alarm, cctv, data and intercom >DB: To construct a 2 storey + basement one-family dwelling with a secondary suite located in the basement with a laneway house building, at the rear providing 2 parking spaces, having vehicular access from the lane. Note: This Building Permit will remain in a suspended status until the associated (green) Demolition Permit BP-2021-01857 is completed. Note: This is a 2 storey building pursuant to the Zoning and Development By-Law 1- Covenant registered at the Land Title Office under CA9454418 2- Bar sink proposed in the basement 3- A/C unit proposed in the rear yard 6- The entire building to be sprinklered to NFPA 13D. | Guardian Security Systems ltd
EP-2022-01351 | 2022-02-23 | 2526 WAVERLEY AVENUE, Vancouver, BC V5S 4W1 | Electrical Permit | Commercial | Renovation | Completed | Installation / Repair - Commercial - Supply/Install (162) luminaires and (31) exit signs Supply/Install new line voltage lighting controls Supply/Install new wiring devices (receptacles) Supply/Install new data/communication cabling Remove/Relocate existing fire alarm devices >BP: Minor Renovation Interior and exterior alterations to the common area on the first floor of this 3-storey Senior Care Facility (rental housing for seniors) building. Changes to the cooking equipment and their ventilation system is included in the scope of renovation work. Exterior alteration is to replace the exterior window of the courtyard patio with exterior door. One Class-1 and one Class-2 Cooking operations | SEAFORTH SYSTEMS LTD.
EP-2022-03306 | 2022-04-26 | 2526 WAVERLEY AVENUE, Vancouver, BC V5S 4W1 | Electrical Permit | Residential | Renovation | Completed | Installation / Repair - Residential - LOW VOLTAGE CONTROL WIRING FOR HVAC >BP: Minor Renovation Interior and exterior alterations to the common area on the first floor of this 3-storey Senior Care Facility (rental housing for seniors) building. Changes to the cooking equipment and their ventilation system is included in the scope of renovation work. Exterior alteration is to replace the exterior window of the courtyard patio with exterior door. One Class-1 and one Class-2 Cooking operations | Modern Systems Management Ltd
PP-2022-00815 | 2022-03-09 | 2526 WAVERLEY AVENUE, Vancouver, BC V5S 4W1 | Plumbing Permit | Commercial | Renovation | Completed | Commercial - Install of 10 Sinks and relocating 1 existing sink. Minor Renovation Interior and exterior alterations to the common area on the first floor of this 3-storey Senior Care Facility (rental housing for seniors) building. Changes to the cooking equipment and their ventilation system is included in the scope of renovation work. Exterior alteration is to replace the exterior window of the courtyard patio with exterior door. AMEND: JULY 21/2022 We need to add one DCVA to the permit | Broadway Refrigeration & Air Conditioning Co
SP-2021-00519 | 2022-03-08 | 2526 WAVERLEY AVENUE, Vancouver, BC V5S 4W1 | Sprinkler Permit | Commercial | Tenant Improvement | Completed | Commercial - Minor renovation, relocation of heads to accommodate renovation. >>The project includes removal of existing equipment in the kitchen and replacing with new. The overall project building permit has included details on kitchen scope of work including K2 form submission and new wet chemical system design including drawings and Schedule B's. >Majority of sprinkler heads are existing to remain. There is 2 new heads in the Salon, 2 new heads in the Treatment room and one relocated head in the Servery/Kitchen entrance; this is to accommodate new ceiling finishes in the Salon and Treatment room and the adjustment of a corridor/doors at the Servery/Kitchen entrance. 4 new heads and 1 head relocation >> Minor Renovation Interior and exterior alterations to the common area on the first floor of this 3-storey Senior Care Facility (rental housing for seniors) building. Changes to the cooking equipment and their ventilation system is included in the scope of renovation work. Exterior alteration is to replace the exterior window of the courtyard patio with exterior door. One Class-1 and one Class-2 Cooking operations | Priority Fire Systems Ltd
EP-2023-07182 | 2023-08-08 | 2526 WAVERLEY AVENUE, Vancouver, BC V5S 4W1 | Electrical Permit | Commercial | NULL | Issued | Annual / Operating - Electrical Maintenance/keeping systems in working order. Renewal of EP-2022-06564 Valid: Aug 5, 2023 TO Aug 4, 2024 | Delport Electric 2000 Ltd
NULL | NULL | 2526 WAVERLEY AVENUE, Vancouver, BC V5S 4W1 | Electrical Permit | NULL | Addition | Withdrawn | Installation / Repair - - To add a Electrical distribution panel in | NULL
EP-2022-06563 | 2022-08-05 | 2526 WAVERLEY AVENUE, Vancouver, BC V5S 4W1 | Electrical Permit | Commercial | Addition | Completed | Installation / Repair - Commercial - addition panel for kitchen reno Minor Renovation Interior and exterior alterations to the common area on the first floor of this 3-storey Senior Care Facility (rental housing for seniors) building. Changes to the cooking equipment and their ventilation system is included in the scope of renovation work. Exterior alteration is to replace the exterior window of the courtyard patio with exterior door. One Class-1 and one Class-2 Cooking operations | Delport Electric 2000 Ltd
EP-2022-06564 | 2022-08-05 | 2526 WAVERLEY AVENUE, Vancouver, BC V5S 4W1 | Electrical Permit | Commercial | NULL | Expired | Annual / Operating - ANNUAL OPERATING PERMIT Installation and general repair throughout facility. | Delport Electric 2000 Ltd
PP-2022-02986 | 2022-08-26 | 2526 WAVERLEY AVENUE, Vancouver, BC V5S 4W1 | Plumbing Permit | Commercial | Addition | Completed | Commercial - Add x4 DCVA Valves for future Coffee Machine x2, Hot Water Dispenser x1, Juice Maker x1. | Broadway Refrigeration & Air Conditioning Co
GP-2023-00634 | 2023-02-22 | 2620 WAVERLEY AVENUE, Vancouver, BC V5S 1E7 | Gas Permit | Residential | Renovation | Completed | Residential - Re & Re HWT Gas | Milani Plumbing Heating & Air Conditioning Ltd
GP-2022-00283 | 2022-02-01 | 2627 WAVERLEY AVENUE, Vancouver, BC V5S 1E6 | Gas Permit | Residential | New | Completed | Residential - Install gas fireplace 2 STOREY 1FD + SS + LWH To construct a 2 storey one-family dwelling with a secondary suite located in the Cellar with 1 open parking over gravel, providing 1 parking space, having vehicular access from the 20' Lane. 1. Covenant registered at the Land Title Office under CA7876041 2. No Strata Titling permitted 3. A/C Unit proposed at rear yard 4. Bar sink located in cellar 5. Schedule B: (Edward C. Yip) P.Eng (604.231.8929) Structural & Geotechnical 6. BC Housing (LC Contracting Ltd) (604.889.7700) | JOT MECHANICAL LTD
EP-2022-00220 | 2022-01-13 | 2627 WAVERLEY AVENUE, Vancouver, BC V5S 1E6 | Electrical Permit | Residential | New | Completed | Installation / Repair - Residential - Extra Low Voltage, Data/Voice/TV Cale, Central Vacuum, Security Camera, Alarm Prewire, Door Bell To construct a 2 storey one-family dwelling with a secondary suite located in the Cellar with 1 open parking over gravel, providing 1 parking space, having vehicular access from the 20' Lane. 1. Covenant registered at the Land Title Office under CA7876041 2. No Strata Titling permitted 3. A/C Unit proposed at rear yard 4. Bar sink located in cellar 5. Schedule B: (Edward C. Yip) P.Eng (604.231.8929) Structural & Geotechnical 6. BC Housing (LC Contracting Ltd) (604.889.7700) | SECUTECH DEVELOPMENT LTD.
EP-2023-09622 | 2023-10-24 | 2656 WAVERLEY AVENUE, Vancouver, BC V5S 1E7 | Electrical Permit | Residential | New | Issued | Temporary Power - Residential - To provide temporary power. | Elixir Electric Ltd
EP-2023-09420 | 2023-10-17 | 2705 WAVERLEY AVENUE, Vancouver, BC V5S 1E9 | Electrical Permit | Residential | New | Issued | Temporary Power - Residential - To provide temporary power. | Prabhjot Singh Battu
MP-2023-00123 | 2023-01-31 | 2705 WAVERLEY AVENUE, Vancouver, BC V5S 1E9 | Mechanical Permit | NULL | NULL | Issued | NULL | Century Twenty One Gas & Heating Co. Ltd
SP-2023-00632 | 2023-04-13 | 2705 WAVERLEY AVENUE, Vancouver, BC V5S 1E9 | Sprinkler Permit | Residential | New | Issued | Residential - 2FD+SS - SOUTH - 2705 WAVERLEY AV & 6282 WALES ST (SS) NORTH - 6280 WALES ST new sprinkler system >DB: To construct a 2 storey two-family dwelling with a secondary suite located in the Basement ($811,010) with a detached accessory building (garage) and 1 open parking at the rear providing 3 parking spaces, having vehicular access from the lane. 1. Covenant registered at the Land Title Office under CA9885194 2. No A/C Unit proposed 3. Entire building to be sprinklered 2x13D 4. A/C proposed – Exterior component located in rear yard and front yard, Interior component located in crawl space 5. Bar sink located in recreation room | Haven Fire Protection Ltd
EP-2023-03259 | 2023-04-17 | 2705 WAVERLEY AVENUE, Vancouver, BC V5S 1E9 | Electrical Permit | Residential | New | Issued | Installation / Repair - Residential - Prewire and Installation of tv, tel, net, cameras. >BP: To construct a 2 storey two-family dwelling with a secondary suite located in the Basement ($811,010) with a detached accessory building (garage) and 1 open parking at the rear providing 3 parking spaces, having vehicular access from the lane. | Static Security Inc
GP-2023-01635 | 2023-05-26 | 2705 WAVERLEY AVENUE, Vancouver, BC V5S 1E9 | Gas Permit | Residential | New | Issued | Residential - Installation of gas appliances >BP: To construct a 2 storey two-family dwelling with a secondary suite | Century Twenty One Gas & Heating Co. Ltd
EP-2022-08632 | 2022-10-11 | 2705 WAVERLEY AVENUE, Vancouver, BC V5S 1E9 | Electrical Permit | Residential | New | Expired | Temporary Power - Residential - To provide temporary power. | Prabhjot Singh Battu
PP-2023-00217 | 2023-01-23 | 2705 WAVERLEY AVENUE, Vancouver, BC V5S 1E9 | Plumbing Permit | Residential | New | Issued | Residential - 2FD+SS - SOUTH - 2705 WAVERLEY AV & 6282 WALES ST (SS) NORTH - 6280 WALES ST Installation of plumbing Fixtures in a duplex. >DB: To construct a 2 storey two-family dwelling with a secondary suite located in the Basement with a detached accessory building (garage) and 1 open parking at the rear providing 3 parking spaces, having vehicular access from the lane. 1. Covenant registered at the Land Title Office under CA9885194 2. No A/C Unit proposed 3. Entire building to be sprinklered 2x13D 4. A/C proposed – Exterior component located in rear yard and front yard, Interior component located in crawl space 5. Bar sink located in recreation room | Century Twenty One Gas & Heating Co. Ltd
PP-2023-00069 | 2023-01-09 | 2705 WAVERLEY AVENUE, Vancouver, BC V5S 1E9 | Plumbing Permit | Residential | New | Issued | Residential - Sump | Nihal Excavating & Landscaping Ltd
EP-2023-00606 | 2023-04-17 | 2705 WAVERLEY AVENUE, Vancouver, BC V5S 1E9 | Electrical Permit | Residential | New | Issued | Installation / Repair - Residential - New Construction --- >Permit Amendment Jan 19, 2024 -Service Details: Amended ¦ -"Change Service Amperage from 200A to 400A Duplex Main service Amperage 400 Amps Duplex service Each unit Amperage 200 Amps" -Additional Documentation Required ¦ -Electrical contractor to request an electrical inspection online and upload load calculation for the District Electrical Inspector to review document(s) prior to any further onsite inspections: https://plposweb.vancouver.ca/Public/Login.aspx ¦ Include "Document review only" in the requestor comments --- >BP: To construct a 2 storey two-family dwelling with a secondary suite located in the Basement ($811,010) with a detached accessory building (garage) and 1 open parking at the rear providing 3 parking spaces, having vehicular access from the lane. 1. Covenant registered at the Land Title Office under CA9885194 2. No A/C Unit proposed 3. Entire building to be sprinklered 2x13D 4. A/C proposed – Exterior component located in rear yard and front yard, Interior component located in crawl space 5. Bar sink located in recreation room 6. Schedule B: (Beerinder Sidhu) P.Eng (604.339.0034) Structural 7. Schedule B: (Paullus K.F. Young) P.Eng (604.841.7748) Geotechnical 8. HPO: Residential Builder- PD Moore Homes Inc Note: This is a 2 storey building pursuant to the Zoning and Development By-Law **THIS PERMIT HAS BEEN ISSUED UNDER THE REQUIREMENTS OF VBBL #12511 (2019)** | Prabhjot Singh Battu
GP-2022-02288 | 2022-08-04 | 3811 WINDERMERE STREET, Vancouver, BC V5R 2G4 | Gas Permit | Residential | Renovation | Completed | Residential - HWT re&re | Ferenc Nagy
EP-2023-00210 | 2023-01-10 | 3905 WINDERMERE STREET, Vancouver, BC V5R 2G5 | Electrical Permit | Residential | New | Expired | Temporary Power - Residential - To provide temporary power. | GV ELECTRICAL INC
EP-2023-05012 | 2023-07-12 | 3905 WINDERMERE STREET, Vancouver, BC V5R 2G5 | Electrical Permit | Residential | New | Issued | Installation / Repair - Residential - ¦ 2FD- 200A ¦ Duplex Wiring 125A Service to each unit *GP-2023-01544/ Does not include the installation of gas dryers *An approved mechanical permit is required for the installation of air conditioning or heat pump unit at the time of installation before an electrical inspection will be performed >Permit Amendment Aug 15, 2023 -Change service for each unit from 100A to 125A *Electrical contractor to request an electrical inspection online for the District Electrical Inspector to review document(s) uploaded to application documents: https://plposweb.vancouver.ca/Public/Login.aspx >BP: To construct a two-storey two-family dwelling with a detached accessory building (garage) at the rear providing 2 parking spaces along with 1 surface parking over gravel, all having vehicular access from the lane. Note: This Building Permit will remain in a suspended status until the associated (green) Demolition Permit BP-2022-04458 is completed. Note: This is a 2 storey building pursuant to the Zoning and Development By-Law 1. A/C units proposed in rear and upper floor 2. Bar sinks NOT proposed 3. Schedule B: Shamsul Alam Shikder (604.255.3740) Structural & Geotechnical 4. HPO: Residential Builder - North Sea Contracting Ltd. ***This permit is issued under the VBBL 2019, with updated energy requirements as per bylaw # 12997 effective Jan 01, 2022.*** | L.H. ELECTRIC LTD
SP-2023-01415 | 2023-08-02 | 3905 WINDERMERE STREET, Vancouver, BC V5R 2G5 | Sprinkler Permit | Residential | New | Issued | Residential - 2FD - EAST - 3905 WINDERMERE ST WEST - 3192 E 23RD AV New sprinkler system >DB: To construct a two-storey two-family dwelling with a detached accessory building (garage) at the rear providing 2 parking spaces along with 1 surface parking over gravel, all having vehicular access from the lane. Note: This is a 2 storey building pursuant to the Zoning and Development By-Law 1. A/C units proposed in rear and upper floor 2. Bar sinks NOT proposed ***This permit is issued under the VBBL 2019, with updated energy requirements as per bylaw # 12997 effective Jan 01, 2022.*** | Haven Fire Protection Ltd
MP-2023-01367 | 2023-07-26 | 3905 WINDERMERE STREET, Vancouver, BC V5R 2G5 | Mechanical Permit | NULL | NULL | Issued | NULL | Lumi HVAC Ltd
EP-2023-06569 | 2023-07-20 | 3905 WINDERMERE STREET, Vancouver, BC V5R 2G5 | Electrical Permit | Residential | New | Issued | Installation / Repair - Residential - Alarm finish Camera rough in Doorbell rough in Internet & TV wiring >BP: To construct a two-storey two-family dwelling with a detached accessory building (garage) at the rear providing 2 parking spaces along with 1 surface parking over gravel, all having vehicular access from the lane. Note: This is a 2 storey building pursuant to the Zoning and Development By-Law 1. A/C units proposed in rear and upper floor 2. Bar sinks NOT proposed 3. Schedule B: Shamsul Alam Shikder (604.255.3740) Structural & Geotechnical 4. HPO: Residential Builder - North Sea Contracting Ltd ***This permit is issued under the VBBL 2019, with updated energy requirements as per bylaw # 12997 effective Jan 01, 2022.*** | Nu-Tech Alarms Ltd.
PP-2023-01684 | 2023-05-12 | 3905 WINDERMERE STREET, Vancouver, BC V5R 2G5 | Plumbing Permit | Residential | New | Issued | Residential - New duplex >BP: To construct a two-storey two-family dwelling with a detached accessory building (garage) at the rear providing 2 parking spaces along with 1 surface parking over gravel, all having vehicular access from the lane. Note: This is a 2 storey building pursuant to the Zoning and Development By-Law 1. A/C units proposed in rear and upper floor 2. Bar sinks NOT proposed 3. Schedule B: Shamsul Alam Shikder (604.255.3740) Structural & Geotechnical 4. HPO: Residential Builder - North Sea Contracting Ltd. | One Stop Mechanical Ltd
GP-2023-01544 | 2023-05-12 | 3905 WINDERMERE STREET, Vancouver, BC V5R 2G5 | Gas Permit | Residential | New | Issued | Residential - 2FD - EAST -3905 WINDERMERE ST WEST - 3192 E 23RD AV New dplx >DB: To construct a two-storey two-family dwelling with a detached accessory building (garage) at the rear providing 2 parking spaces along with 1 surface parking over gravel, all having vehicular access from the lane. Note: This Building Permit will remain in a suspended status until the associated (green) Demolition Permit BP-2022-04458 is completed. Note: This is a 2 storey building pursuant to the Zoning and Development By-Law 1. A/C units proposed in rear and upper floor 2. Bar sinks NOT proposed | One Stop Mechanical Ltd
PP-2023-01044 | 2023-03-27 | 3905 WINDERMERE STREET, Vancouver, BC V5R 2G5 | Plumbing Permit | Residential | New | Issued | Residential - outside premises >BP: To construct a two-storey two-family dwelling with a detached accessory building (garage) at the rear providing 2 parking spaces along with 1 surface parking over gravel, all having vehicular access from the lane. | Kingsman Excavating Ltd.
EP-2022-03233 | 2022-04-22 | 2635 WILLIAM STREET, Vancouver, BC V5K 2Y6 | Electrical Permit | Residential | Renovation | Completed | Installation / Repair - Residential - Upgrading service to 200amps Amend: Apr 27, 2022 Need to change address to 2635 William | Bravo Electric Ltd
MP-2022-00414 | 2022-10-14 | 6985 WHITHORN COURT, Vancouver, BC V5S 4K7 | Mechanical Permit | NULL | NULL | Completed | NULL | Thomson Industries Ltd
EP-2022-08803 | 2022-10-17 | 6985 WHITHORN COURT, Vancouver, BC V5S 4K7 | Electrical Permit | Residential | Addition | Completed | Installation / Repair - Residential - service upgrade from 100 amp to 200 amp install 200 amp panel, service mast and meter socket | LK Electrical LTD
PP-2022-04196 | 2022-11-22 | 6990 WHITHORN COURT, Vancouver, BC V5S 4K7 | Plumbing Permit | Residential | Renovation | Completed | Residential - to install new plumbing fixtures >BP: Interior and exterior alterations and additions of approximately 342.5 square feet to this one-family dwelling including, expansion of the kitchen area, conversion of the garage to living space and revisions to the landscaping and parking area. Scope of work: Addition to main floor, renovate kitchen, window and door replacement, renovate bathrooms, expand master bathroom, move fire place, remove wood burning fireplace and replace with gas, install and replace skylights, replace furnace and water heater, replace flooring, replace exterior cladding, alteration of garage area and addition of exterior parking space. | ACME PLUMBING HEATING & GAS LTD.
EP-2022-10605 | 2022-12-16 | 6990 WHITHORN COURT, Vancouver, BC V5S 4K7 | Electrical Permit | Residential | Renovation - Dwelling Unit(s) only | Completed | Installation / Repair - Residential - Safety check/ Repair (CF-2017-014417) >BP: Interior and exterior alterations and additions of approximately 342.5 square feet to this one-family dwelling including, expansion of the kitchen area, conversion of the garage to living space and revisions to the landscaping and parking area. Scope of work: Addition to main floor, renovate kitchen, window and door replacement, renovate bathrooms, expand master bathroom, move fire place, remove wood burning fireplace and replace with gas, install and replace skylights, replace furnace and water heater, replace flooring, replace exterior cladding, alteration of garage area and addition of exterior parking space. Amend: Jan 12, 2023 Job value increase to $2500 | Gilmore Electric Ltd
GP-2022-03936 | 2022-12-12 | 6990 WHITHORN COURT, Vancouver, BC V5S 4K7 | Gas Permit | Residential | Renovation | Completed | Residential - installed tankless water heater, gas fireplace & range >BP: Interior and exterior alterations and additions of approximately 342.5 square feet to this one-family dwelling including, expansion of the kitchen area, conversion of the garage to living space and revisions to the landscaping and parking area. Scope of work: Addition to main floor, renovate kitchen, window and door replacement, renovate bathrooms, expand master bathroom, move fire place, remove wood burning fireplace and replace with gas, install and replace skylights, replace furnace and water heater, replace flooring, replace exterior cladding, alteration of garage area and addition of exterior parking space. | BNA Systems Inc and/or Kirkland Metal Shop Ltd
MP-2023-00130 | 2023-02-01 | 6990 WHITHORN COURT, Vancouver, BC V5S 4K7 | Mechanical Permit | NULL | NULL | Completed | NULL | Moore And Russell Heating And Air Conditioning Ltd
EP-2023-01067 | 2023-03-06 | 6990 WHITHORN COURT, Vancouver, BC V5S 4K7 | Electrical Permit | Residential | Tenant Improvement | Completed | Installation / Repair - Residential - Electrical Installation of heat pump *MP-2023-00130 | Moore And Russell Heating And Air Conditioning Ltd
GP-2023-01824 | 2023-06-14 | 1835 WHYTE AVENUE, Vancouver, BC V6J 1B1 | Gas Permit | Residential | Tenant Improvement | Completed | Residential - Installing a 70,000btu upflow furnace | Luxair Services Inc
EP-2022-09632 | 2022-11-17 | 3412 W 8TH AVENUE, Vancouver, BC V6R 1Y5 | Electrical Permit | Residential | Tenant Improvement | Completed | Installation / Repair - Residential - Add smoke detector to bedrooms. Amend: Nov 23, 2022 amend permit to show that smoke detectors were installed in both units as per inspectors request. Second address being 3412 W.8th of the duplex. No change to value. Amend: Dec 15, 2022 To include full inspection of wiring of garage and top floor addition to see if safe and up to code. Please add $250 to the value of the permit. | F & S Electrical Ltd
GP-2022-03458 | 2022-11-07 | 3425 W 8TH AVENUE, Vancouver, BC V6R 1Y6 | Gas Permit | Residential | Renovation | Completed | Residential - Replace furnace by high efficiency furnace,and replace hot water tank by high efficiency tankless water heater. | A B A PLUMBING & HEATING LTD.
GP-2023-03460 | 2023-11-08 | 3460 W 8TH AVENUE, Vancouver, BC V6R 1Y5 | Gas Permit | Residential | Renovation | Completed | Residential - S&I furnace | Lambert Plumbing & Heating
GP-2023-01322 | 2023-04-21 | 3470 W 8TH AVENUE, Vancouver, BC V6R 1Y5 | Gas Permit | Residential | Tenant Improvement | Completed | Residential - RE & RE 50 GAL HOT WATER TANK | 484081 BC LTD
EP-2023-06079 | 2023-08-16 | 3475 W 8TH AVENUE, Vancouver, BC V6R 1Y6 | Electrical Permit | Residential | Addition | Issued | Installation / Repair - Residential - Rewiring of main residence and suite. Service upgrade. MP-2023-01516 >BP: Interior and Exterior alterations to this existing One Family Dwelling with a Secondary Suite on the Basement floor. Scope of work includes: 1) Primary entrance is repositioned. 2) Remove and replace existing windows with more efficient windows. 3) Interior wall alterations. 4) New powder room and office to be installed in the main floor. 5) Heat pump to be installed at the rear. ReUP: required 2 pts, provided 7 pts. Minor air sealing, window replacement, and heat pump replacement. | Villa Electric (1980) Ltd
MP-2023-01516 | 2023-08-17 | 3475 W 8TH AVENUE, Vancouver, BC V6R 1Y6 | Mechanical Permit | NULL | NULL | Issued | NULL | 1236318 BC Ltd DBA Aquatech Vancouver
NULL | NULL | 3475 W 8TH AVENUE, Vancouver, BC V6R 1Y6 | Mechanical Permit | NULL | NULL | Withdrawn | NULL | NULL
NULL | NULL | 3475 W 8TH AVENUE, Vancouver, BC V6R 1Y6 | Plumbing Permit | Residential | Renovation | Withdrawn | Residential - Plumbing | NULL
PP-2023-02863 | 2023-08-14 | 3475 W 8TH AVENUE, Vancouver, BC V6R 1Y6 | Plumbing Permit | Residential | Renovation | Issued | Residential - Plumbing >BP: Interior and Exterior alterations to this existing One Family Dwelling with a Secondary Suite on the Basement floor. Scope of work includes: 1) Primary entrance is repositioned. 2) Remove and replace existing windows with more efficient windows. 3) Interior wall alterations. 4) New powder room and office to be installed in the main floor. 5) Heat pump to be installed at the rear. ReUP: required 2 pts, provided 7 pts. Minor air sealing, window replacement, and heat pump replacement. | Glen Hathaway DBA Glen Hathaway Plumbing
GP-2023-04096 | 2023-12-19 | 3475 W 8TH AVENUE, Vancouver, BC V6R 1Y6 | Gas Permit | Residential | Renovation | Issued | Residential - re/re of existing hot water tank with tankless water heater | 1236318 BC Ltd DBA Aquatech Vancouver
GP-2023-01943 | 2023-06-28 | 3406 W KING EDWARD AVENUE, Vancouver, BC V6S 1M3 | Gas Permit | Residential | Renovation | Completed | Residential - 1 Furnace & 1 Fireplace >BP: Exterior and interior alterations to this existing 1FD. | Zappone Plumbing & Heating
EP-2023-04939 | 2023-06-16 | 3406 W KING EDWARD AVENUE, Vancouver, BC V6S 1M3 | Electrical Permit | Residential | Renovation | Completed | Installation / Repair - Residential - Major house renovation and upgrade of electrical service. -Kitchen, laundry and all bathrooms complete rewiring. Lighting up-grades throughout and new receptacles inside and outside to code. Electrical O/H service upgrade from 100 Amp to 200 Amp. Single phase, conductor 250AL, #6 cu ground with plate. -6 Kw air conditioner and a 7.2 Kw E.V. charger -4.5 kw hot water tank *An approved mechanical permit is required for the installation of air conditioning or heat pump unit at the time of installation before an electrical inspection will be performed >BP: Exterior and interior alterations to this existing 1FD. Scope of work: - To convert portion of the carport into living space and add a side door facing east Bsmt - Update kitchen & bathroom, relocate mechanical room, convert rec room to living room, remove & install interior doors & walls. Main fl - changing layout to convert kitchen to ensuite bedroom, convert living room to bedroom and flex space, update bathrooms, remove & install int walls & doors, plumbing fixtures - Replace & add new windows to E & W EL, replace interior walls & doors, plumbing fixtures & electrical work, replace gas fireplace Note: - Provide interconnected, hard-wired smoke alarms with carbon monoxide detection, battery back-up and silencing feature in every bedroom and one on every floor which must be located in the hallway when the bedrooms are served by a hallway. (VBBL Articles - Install Carbon Monoxide Alarm as per Building By-Law 9.32.4.2 Schedule B Structural submitted as per Henry S.N. Hsu, 604-332-7158m formosa1994@gmail.com REUP submitted as per Natasa Micovic, 778-835-8807 | Newmac Electric Ltd
MP-2023-01189 | 2023-06-29 | 3406 W KING EDWARD AVENUE, Vancouver, BC V6S 1M3 | Mechanical Permit | NULL | NULL | Completed | NULL | Zappone Plumbing & Heating
PP-2023-01607 | 2023-05-08 | 3406 W KING EDWARD AVENUE, Vancouver, BC V6S 1M3 | Plumbing Permit | Residential | Renovation | Completed | Residential - Whole house renovation >BP: Exterior and interior alterations to this existing 1FD. Scope of work: - To convert portion of the carport into living space and add a side door facing east Bsmt - Update kitchen & bathroom, relocate mechanical room, convert rec room to living room, remove & install interior doors & walls. Main fl - changing layout to convert kitchen to ensuite bedroom, convert living room to bedroom and flex space, update bathrooms, remove & install int walls & doors, plumbing fixtures - Replace & add new windows to E & W EL, replace interior walls & doors, plumbing fixtures & electrical work, replace gas fireplace | Zappone Plumbing & Heating
GP-2023-01232 | 2023-04-17 | 3406 W KING EDWARD AVENUE, Vancouver, BC V6S 1M3 | Gas Permit | Residential | Renovation | Completed | Residential - 1 GAS INSERT VENT AND CONNECT ONLY >BP: Exterior and interior alterations to this existing 1FD. | The LM Fireplace Warehouse Ltd.
EP-2023-07066 | 2023-08-08 | 3440 W KING EDWARD AVENUE, Vancouver, BC V6S 1M3 | Electrical Permit | Residential | Addition | Issued | Installation / Repair - Residential - Electrical Service and Panel Upgrade from 100A to 200A. | Via Electric Ltd
PP-2022-02838 | 2022-09-14 | 180 W GEORGIA STREET, Vancouver, BC V6B 4P4 | Plumbing Permit | Commercial | Tenant Improvement | Completed | Commercial - Plumbing work to support interior alterations for the existing restaurant shell space on 2nd & mezzanine floor on the existing building. >Interior alterations to provide tenant improvement to this existing Restaurant shell space (Moxies) on 2nd & Mezzanine floor in this existing hotel building. Scope of works: - install new lighting, new kitchen equipment and new roof top units; and - alter interior layouts and new seating plan. Total occupant load = 293 persons (213 interior + 60 at patio + 20 staff) Mechanical Review Notes: 1. Class 1 cooking operations (Grease-Laden Vapours); 2. Commercial kitchen exhaust system to NFPA 96 (Two Type 1 Hoods); and 3. There are two additional Type 2 Hoods in the kitchen area for steam and heat removal. ******THIS PERMIT HAS BEEN REVIEWED & ISSUED UNDER THE REQUIREMENTS OF VBBL 2019 ******** Building Review Branch Notes: 1. Location of roof top equipment cleared by POD on Jan 6, 2022. 2. Sch. A, Arch. B, Mech. B, Plumb. B, Fire Suppression. B, Spk. B & Elec. B are submitted. 3. Part 11 design upgrade levels Per Minor Renovation: 'F1’, ‘S2’, ‘N1’, ‘A2’ & ‘E2’. 4. Washroom capacity on 2nd & Mezzanine floor is maximum 700 persons total. 5. No exterior alterations are proposed in this application. All roof openings are existing. 6. Separate permit requires for proposed exterior outdoor patio. | NPC Northland Builders Inc
EP-2022-05050 | 2022-06-15 | 180 W GEORGIA STREET, Vancouver, BC V6B 4P4 | Electrical Permit | Commercial | Renovation | Completed | Installation / Repair - Commercial - Installation of new lighting, kitchen equipment, and new roof top units. Interior alterations to provide tenant improvement to this existing Restaurant shell space (Moxies) on 2nd & mezzanine floor in this existing hotel building. Scope of works: - install new lighting, new kitchen equipment and new roof top units. - alter interior layouts and new seating plan. Total occupant load = 293 persons (213 interior + 60 at patio + 20 staff) AMEND: OCT 18/2022 To add additional scope of work. New DB permit was submitted and issued as part of the interior alteration this EP covers. Associated new DB permit number is DB-2022-03195. Attached is the electrical drawing that was submitted for the DB permit. | NPC Northland Builders Inc
SP-2022-00967 | NULL | 180 W GEORGIA STREET, Vancouver, BC V6B 4P4 | Sprinkler Permit | Commercial | Tenant Improvement | Applicant Revisions | Commercial - removing and replacing existing sprinkler heads during kitchen renovation that is covered under the associated BP-2022-00271. Interior alterations to provide tenant improvement to this existing Restaurant shell space (Moxies) on 2nd & mezzanine floor in this existing hotel building. Scope of works: - install new lighting, new kitchen equipment and new roof top units. - alter interior layouts and new seating plan. Total occupant load = 293 persons (213 interior + 60 at patio + 20 staff) *****This application does not include any of the following: 1. Not more than 20 sprinklers (add, relocate, or remove), 2. hydraulic calculations, 3. change in occupancy and /or hazard classification, 4. warehouse storage arrangements, 5. mobile compact storage arrangements, 6. alternative solutions, 7. changes to the sprinkler system supply piping (e.g. valves, mains, cross-mains, branch-lines, etc.), or 8. flexible sprinkler pipe. | NPC Northland Builders Inc
SP-2022-00435 | 2022-03-25 | 180 W GEORGIA STREET, Vancouver, BC V6B 4P4 | Sprinkler Permit | Commercial | Renovation | Completed | Commercial - Remove, relocate and replace existing sprinklers above the pool located on the second floor. Total 11 sprinklers on the area of scope. 6 will remain in the existing location, 5 will be relocated, 1 will be removed. >BP: Interior and exterior alterations to South tower and the existing restaurant suites on ground floor, 2nd & mezz. floor in this existing hotel building. Proposed scope of works: - Update exterior finishes on Podium level and on all elevations of the South tower; - Remove interconnecting stair within ground and second floor restaurant, thereby creating two separate restaurant shell spaces; - Remodel feature entry canopy over exterior exit stair and escalator; - Modify and replace glass canopies and remodel exterior wall of pool area along W. Georgia and Cambie Street; - Add skylight over pool area; - New kitchen exhaust shaft and rooftop venting for new shell restaurants; and - Enclose exit stair on Beatty Street. ******THIS PERMIT HAS BEEN ISSUED UNDER THE REQUIREMENTS OF VBBL 2019 AND REVIEWED DURING THE COVID-19 PANDEMIC CRISIS. ******** *****This application does not include any of the following: 1. Not more than 20 sprinklers (add, relocate, or remove), 2. hydraulic calculations, 3. change in occupancy and /or hazard classification, 4. warehouse storage arrangements, 5. mobile compact storage arrangements, 6. alternative solutions, 7. changes to the sprinkler system supply piping (e.g. valves, mains, cross-mains, branch-lines, etc.), or 8. flexible sprinkler pipe | NPC Northland Builders Inc
EP-2022-04185 | 2022-05-19 | 180 W GEORGIA STREET, Vancouver, BC V6B 4P4 | Electrical Permit | Commercial | Renovation | Completed | Installation / Repair - Commercial - Installing 12W Pot Lights above the pool area on the second floor. 19 pot lights in total. >BP: Interior and exterior alterations to South tower and the existing restaurant suites on ground floor, 2nd & mezz. floor in this existing hotel building. Proposed scope of works: - Update exterior finishes on Podium level and on all elevations of the South tower; - Remove interconnecting stair within ground and second floor restaurant, thereby creating two separate restaurant shell spaces; - Remodel feature entry canopy over exterior exit stair and escalator; - Modify and replace glass canopies and remodel exterior wall of pool area along W. Georgia and Cambie Street; - Add skylight over pool area; - New kitchen exhaust shaft and rooftop venting for new shell restaurants; and - Enclose exit stair on Beatty Street. | NPC Northland Builders Inc
SP-2022-00172 | NULL | 180 W GEORGIA STREET, Vancouver, BC V6B 4P4 | Sprinkler Permit | Commercial | Renovation | Withdrawn | Commercial - Remove, relocate and replace existing sprinklers above the pool located on the second floor. Total 11 sprinklers on the area of scope. 6 will remain in the existing location, 5 will be relocated, 1 will be removed. >BP: Interior and exterior alterations to South tower and the existing restaurant suites on ground floor, 2nd & mezz. floor in this existing hotel building. Proposed scope of works: - Update exterior finishes on Podium level and on all elevations of the South tower; - Remove interconnecting stair within ground and second floor restaurant, thereby creating two separate restaurant shell spaces; - Remodel feature entry canopy over exterior exit stair and escalator; - Modify and replace glass canopies and remodel exterior wall of pool area along W. Georgia and Cambie Street; - Add skylight over pool area; - New kitchen exhaust shaft and rooftop venting for new shell restaurants; and - Enclose exit stair on Beatty Street. ******THIS PERMIT HAS BEEN ISSUED UNDER THE REQUIREMENTS OF VBBL 2019 AND REVIEWED DURING THE COVID-19 PANDEMIC CRISIS. ******** Building Review Branch Notes: 1. Ok for BP only per A. Campbell on March 3, 2021. 2. Sch-A & D, Arch. B, Struct. B, Elec. B, Mech. B, Plumb. B & Fire Suppression B. are submitted. 4. Project areas & scopes of work within the restaurant shell spaces include all exterior alterations, kitchen exhaust & shafts, and removal of interconnecting stair between ground floor & 2nd floor restaurant, thereby creating two separate restaurant shell spaces. Separate TI permits are required for interior renovations in both restaurant shell spaces. Lighting energy upgrades within the restaurant suites may be deferred to TI permit stage. 5. Submitted K2 form is for the new pre-shafts, pre-shafts with ducts, wall exhaust termination, new roof penetration & rooftop equipment for the new shell restaurant on ground floor. Full mechanical review will be required at future TI permit stage. | RPI Systems Ltd
EP-2023-06121 | 2023-07-07 | 180 W GEORGIA STREET, Vancouver, BC V6B 4P4 | Electrical Permit | Commercial | NULL | Issued | Annual / Operating - Maintenance of existing operating electrical equipment. General Maintenance Service. | H & H Brothers Electric Ltd
EP-2023-06546 | 2023-08-30 | 180 W GEORGIA STREET, Vancouver, BC V6B 4P4 | Electrical Permit | Commercial | Renovation | Issued | Installation / Repair - Commercial - The Fire alarm system will be modified on a voluntary basis. The modification of the fire alarm system will meet the current Vancouver Building By-law (VBBL) and Section 32 of the CSA C22.1 Canadian Electrical Code Part I (CE Code). The following are the added devices and modifications to the Fire Alarm System: ? Automatic Smoke detection in the lobbies ? Automatic Smoke detection at the top of the shaft ? Automatic heat detection in the pit ? Audible devices in the lobbies ? Updating the existing static graph in the main lobby ? Assigning the ground floor as the primary recall floor and the second floor as a secondary recall floor. ? A riser diagram showing the interconnection of devices & components >BP: Interior alterations for an elevator upgrade to this existing mixed-use high-rise commercial/residential building to meet the requirements of CSA-B44. | NPC Northland Builders Inc
EP-2023-11335 | 2024-01-05 | 180 W GEORGIA STREET, Vancouver, BC V6B 4P4 | Electrical Permit | Commercial | Renovation | Issued | Installation / Repair - Commercial - Installation of 4 EV Chargers at Leve D Parking, with power sharing for EV Chargers supplied by one branch circuit rated 48 A, 208 V. There are two 100 A subpanels at level D parking. Panel C is 100A, 208/120 V, 3 phase for Lighting and common. Existing load of P3 is about 5 kW and we’ll add one 60A, 208V, one phase outlet for set of 4 EV Chargers. Service is not affected. Panel C is subpanel. | Shawn Electric Ltd
NULL | NULL | 3579 W KING EDWARD AVENUE, Vancouver, BC V6S 1M4 | Gas Permit | Residential | Tenant Improvement | Withdrawn | Residential - Removing furnace and capping gas line to install air handler. | Moore & Russell Heating Ltd
MP-2022-00380 | 2022-10-12 | 3579 W KING EDWARD AVENUE, Vancouver, BC V6S 1M4 | Mechanical Permit | NULL | NULL | Completed | NULL | Moore And Russell Heating And Air Conditioning Ltd
EP-2022-05852 | 2022-07-20 | 3579 W KING EDWARD AVENUE, Vancouver, BC V6S 1M4 | Electrical Permit | Residential | Addition | Completed | Installation / Repair - Residential - Electrical install of the AC (reference: MP-2022-00010) | Moore And Russell Heating And Air Conditioning Ltd
MP-2022-00010 | NULL | 3579 W KING EDWARD AVENUE, Vancouver, BC V6S 1M4 | Mechanical Permit | NULL | NULL | Withdrawn | NULL | Moore And Russell Heating And Air Conditioning Ltd
EP-2022-07936 | 2022-09-23 | 3688 W KING EDWARD AVENUE, Vancouver, BC V6S 1M7 | Electrical Permit | Residential | Renovation | Cancelled | Installation / Repair - Residential - Dedicated Circuit for AC Install | Pacific Star Electric Inc
NULL | NULL | 3688 W KING EDWARD AVENUE, Vancouver, BC V6S 1M7 | Electrical Permit | Residential | Renovation | Withdrawn | Installation / Repair - Residential - Dedicated Circuit for AC Install | Pacific Star Electric Inc
GP-2023-00213 | 2023-01-18 | 3715 W KING EDWARD AVENUE, Vancouver, BC V6S 1M8 | Gas Permit | Residential | Renovation | Issued | Residential - RE N RE - New Gas Furnace Replacement | Pro West Heating & Air Conditioning Ltd
GP-2023-00167 | 2023-01-13 | 3781 W KING EDWARD AVENUE, Vancouver, BC V6S 1M8 | Gas Permit | Residential | New | Completed | Residential - gas range re/re | Super Tech Appliances Installation Ltd
MP-2023-00876 | 2023-05-18 | 3793 W KING EDWARD AVENUE, Vancouver, BC V6S 1M8 | Mechanical Permit | NULL | NULL | Completed | NULL | 0994152 BC Ltd
EP-2023-04395 | 2023-05-29 | 3793 W KING EDWARD AVENUE, Vancouver, BC V6S 1M8 | Electrical Permit | Residential | Tenant Improvement | Completed | Installation / Repair - Residential - Electrical to outdoor heat pump *MP-2023-00876: Issued (Heating and Cooling) | 0994152 BC Ltd
EP-2023-03443 | 2023-04-20 | 3793 W KING EDWARD AVENUE, Vancouver, BC V6S 1M8 | Electrical Permit | Residential | Renovation | Completed | Installation / Repair - Residential - We will be upgrading the existing 100A overhead service to a new 200A overhead service. A new meter socket, mast w/ u-bolts, weather head, 250Kcmil cables, isolated neutral bar, ground plate/#6 ground, secondary cable feed and electrical panel will accompany the installation. The meter will be located on the side of the house directly in line with the hydro pole. A future EV Charger circuit will be installed inside of the garage as well as the line voltage from the breaker to the disconnect for a heat pump circuit (no unit). | Emmanuel Jean-Louis and Amy Jean-Louis
EP-2022-04550 | 2022-06-02 | 3836 W KING EDWARD AVENUE, Vancouver, BC V6S 1N1 | Electrical Permit | Residential | Renovation | Completed | Installation / Repair - Residential - install breaker, cabling and disconnect for AC provided by others. Note: This is AC only, not a Heat Pump | TLX Electric Inc
PP-2023-01176 | 2023-04-04 | 3119 WAVERLEY AVENUE, Vancouver, BC V5S 1G1 | Plumbing Permit | Residential | New | Issued | Residential - one sump without pump >BP: To construct a 2 storey single detached house with a secondary suite located in the basement with an attached accessory building (garage) , having vehicular access from Waverley Avenue. | Bhullar Excavating and Demolition
EP-2023-01506 | 2023-02-22 | 3119 WAVERLEY AVENUE, Vancouver, BC V5S 1G1 | Electrical Permit | Residential | New | Issued | Temporary Power - Residential - To provide temporary power. | OPTIMUM ELECTRICAL LTD
MP-2023-00865 | 2023-05-16 | 3119 WAVERLEY AVENUE, Vancouver, BC V5S 1G1 | Mechanical Permit | NULL | NULL | Issued | NULL | Ghuman Mechanical Ltd
PP-2023-01584 | 2023-05-05 | 3119 WAVERLEY AVENUE, Vancouver, BC V5S 1G1 | Plumbing Permit | Residential | New | Issued | Residential - Plumbing >BP: To construct a 2 storey single detached house with a secondary suite located in the basement with an attached accessory building (garage) , having vehicular access from Waverley Avenue. The entire building, INCLUDING THE ATTACHED GARAGE to be sprinklered to NFPA 13D. | Ghuman Mechanical Ltd
SP-2023-00982 | 2023-06-12 | 3119 WAVERLEY AVENUE, Vancouver, BC V5S 1G1 | Sprinkler Permit | Residential | New | Issued | Residential - Sprinkler >BP: To construct a 2 storey single detached house with a secondary suite located in the basement with an attached accessory building (garage) , having vehicular access from Waverley Avenue. The entire building, INCLUDING THE ATTACHED GARAGE to be sprinklered to NFPA 13D. As marked on the building permit floor plans and/or elevations, exit protection is required to be provided in accordance with Articles 9.9.4.4., 9.9.4.6., and/or 9.37.2.8. of the 2019 VBBL. NOTE: To achieve the required FSR a floor space exclusion of 2% has been applied to this application as per section 10.15.1 of the district schedule, to accommodate improved building performance. Note: This is a 2 storey building pursuant to the Zoning and Development By-Law ******THIS PERMIT HAS BEEN ISSUED UNDER THE REQUIREMENTS OF VBBL 2019****** This permit is issued under the VBBL 2019, with updated energy requirements as per bylaw # 12997 effective Jan 01, 2022. 1. Covenant registered at the Land Title Office under CB314478 2. No strata titling permitted 3. A/C unit proposed in rear yard 4. No bar sink 5. Schedule B Yatendra Kumar Sharma P.Eng (778-863-7076) Structural and Geotechnical 6. BC Housing Star Home Plans | Ghuman Mechanical Ltd
GP-2023-01736 | 2023-06-05 | 3119 WAVERLEY AVENUE, Vancouver, BC V5S 1G1 | Gas Permit | Residential | New | Issued | Residential - 2 Range & 1 BBQ Gas piping >BP: To construct a 2 storey single detached house with a secondary suite | Ghuman Mechanical Ltd
EP-2023-04665 | 2023-06-06 | 3119 WAVERLEY AVENUE, Vancouver, BC V5S 1G1 | Electrical Permit | Residential | New | Issued | Installation / Repair - Residential - ¦ 1FD + 1SS ¦ Rough wiring, finishing and service of new house and garage *An approved mechanical permit is required for the installation of air conditioning or heat pump unit at the time of installation before an electrical inspection will be performed >Permit Amendment Dec 21, 2023 -Service Details Change: 1-400A to 1-200A *Document(s) uploaded to "Application Documents" tab for Electrical Inspector review. Documents are at pending status at time of permit amendment approval *Permit Amendment Jul 06, 2023 Main Service: 400A 1FD: 200A SS: 200A >DB: To construct a 2 storey single detached house with a secondary suite located in the basement with an attached accessory building (garage) , having vehicular access from Waverley Avenue. The entire building, INCLUDING THE ATTACHED GARAGE to be sprinklered to NFPA 13D. ******THIS PERMIT HAS BEEN ISSUED UNDER THE REQUIREMENTS OF VBBL 2019****** This permit is issued under the VBBL 2019, with updated energy requirements as per bylaw # 12997 effective Jan 01, 2022. 1. Covenant registered at the Land Title Office under CB314478 2. No strata titling permitted 3. A/C unit proposed in rear yard 4. No bar sink 5. Schedule B Yatendra Kumar Sharma P.Eng (778-863-7076) Structural and Geotechnical 6. BC Housing Star Home Plans | OPTIMUM ELECTRICAL LTD
EP-2023-05719 | 2023-06-27 | 3119 WAVERLEY AVENUE, Vancouver, BC V5S 1G1 | Electrical Permit | Residential | New | Issued | Installation / Repair - Residential - Install tv, telephone, security alarm prewire and complete. >BP: To construct a 2 storey single detached house with a secondary suite located in the basement with an attached accessory building (garage) , having vehicular access from Waverley Avenue. The entire building, INCLUDING THE ATTACHED GARAGE to be sprinklered to NFPA 13D. | Tvisha Technologies Ltd
EP-2023-00010 | NULL | 3131 WAVERLEY AVENUE, Vancouver, BC V5S 1G1 | Electrical Permit | Residential | Renovation | Applicant Revisions | Installation / Repair - Residential - Replace existing 100 amp panel with new 100 amp combination panel Run 10/3 NMd 90 for outdoor heat pump with 30 amp breaker *MP-2023-00005: Issued (Heating and Cooling) | Vector Home Services Inc
MP-2023-00005 | 2023-03-22 | 3131 WAVERLEY AVENUE, Vancouver, BC V5S 1G1 | Mechanical Permit | NULL | NULL | Issued | NULL | Vector Home Services Inc
GP-2023-02768 | 2023-09-22 | 3131 WAVERLEY AVENUE, Vancouver, BC V5S 1G1 | Gas Permit | Residential | Renovation | Completed | Residential - Replace an old water tank with a new water heater | Vector Home Services Inc
PP-2023-03153 | 2023-09-07 | 3171 WAVERLEY AVENUE, Vancouver, BC V5S 1G1 | Plumbing Permit | Residential | New | Issued | Residential - Install 2 sump, no pump | Canadian Excavating Ltd
EP-2023-09151 | 2023-10-30 | 3171 WAVERLEY AVENUE, Vancouver, BC V5S 1G1 | Electrical Permit | Residential | New | Issued | Installation / Repair - Residential - ROUGH AND FINISH ELECTRICAL WORK FOR SINGLE FAMILY HOME WITH A SECONDARY SUITE. 200 AMP SINGLE METER SERVICE. >BP: To construct a 2 storey single detached house with a secondary suite located in the Basement ($568,500.00) with an attached garage providing 1 parking space, having vehicular access from the street. 1. Covenant registered at the Land Title Office under CB601562 2. No Strata Titling permitted 3. Mechanical unit proposed – Exterior component located in front yard, Interior component located in upper floor mechanical closet. 4. Schedule B: (A.C.M. Wang) P.Eng (604.618.6236) Architectural, Structural & Geotechnical 5. HPO: Residential Builder - Jason Jew Note: This is a 2 storey building pursuant to the Zoning and Development By-Law "As shown by an asterisk (*) on the building permit floor plans and/or elevations, exit protection is provided in accordance with Articles 9.9.4.4., 9.9.4.6., and/or 9.37.2.8. of the 2019 VBBL." *An approved mechanical permit is required for the installation of air conditioning or heat pump unit at the time of installation before a Final electrical inspection will be performed. | Chatha Electrical Services Ltd
PP-2023-04310 | 2023-12-12 | 3171 WAVERLEY AVENUE, Vancouver, BC V5S 1G1 | Plumbing Permit | Residential | New | Issued | Residential - Plumbing for new build >BP: To construct a 2 storey single detached house with a secondary suite located in the Basement ($568,500.00) with an attached garage providing 1 parking space, having vehicular access from the street. 1. Covenant registered at the Land Title Office under CB601562 2. No Strata Titling permitted 3. Mechanical unit proposed – Exterior component located in front yard, Interior component located in upper floor mechanical closet. 4. Schedule B: (A.C.M. Wang) P.Eng (604.618.6236) Architectural, Structural & Geotechnical 5. HPO: Residential Builder - Jason Jew Note: This is a 2 storey building pursuant to the Zoning and Development By-Law | Suter Services Ltd
EP-2023-06042 | 2023-07-05 | 3171 WAVERLEY AVENUE, Vancouver, BC V5S 1G1 | Electrical Permit | Residential | New | Issued | Temporary Power - Residential - To provide temporary power. | Chatha Electrical Services Ltd
EP-2022-02687 | 2022-04-04 | 3245 WAVERLEY AVENUE, Vancouver, BC V5S 1G1 | Electrical Permit | Residential | New | Completed | Installation / Repair - Residential - Finishing only of alarm/tv/tel >BP: To construct a 2 storey one-family dwelling ($519,750) with an attached garage providing 1 parking space, having vehicular access from Waverley Avenue. Note: This Building Permit will remain in a suspended status until the associated (green) Demolition Permit BP-2021-01096 is completed. Note: This is a 2 storey building pursuant to the Zoning and Development By-Law 1- Bar/Sink proposed in basement. 2- A/C unit proposed in rear yard. 3- Schedule B: Alan Prahalad P.Eng. (604-831-4431) Structural & Geotechnical 4- HPO: Residential Builder - Astec Development Ltd. Address Note: 3245 Waverley St - One Family Dwelling (1st, & 2nd floor, basement) Address number assigned as per approved plans for Fire and Emergency response. The address number is to be posted and to the building and to be visible from the street in accordance with the Building By-law prior to final inspection ******THIS PERMIT HAS BEEN ISSUED UNDER THE REQUIREMENTS OF VBBL #12511 (2019)****** | Sea-West Communications & Security Inc
SP-2023-01189 | 2023-07-04 | 3288 WAVERLEY AVENUE, Vancouver, BC V5S 1G3 | Sprinkler Permit | Residential | New | Issued | Residential - New fire sprinkler installations The entire building, INCLUDING THE ATTACHED GARAGE (if applicable), to be sprinklered to NFPA 13D >BP: To construct a 2 storey + basement one-family dwelling ($555,750) with an existing accessory building (garage) providing 1 parking space, having vehicular access from the 20' lane. 1. Covenant registered at the Land Title Office under CA9858631 2. A/C proposed – Exterior component located in Rear, Interior component located in Second Floor 3. No Bar sink 4. Schedule B: (DR.Z. Zhao) P.Eng (604.526.1305) Structural & Geotechnical 5. HPO: Residential Builder- Royalsun Enterpirises Ltd Note: This is a 2 storey building pursuant to the Zoning and Development By-Law **THIS PERMIT HAS BEEN ISSUED UNDER THE REQUIREMENTS OF VBBL #12511 (2019) ** | Spectrum Fire Protection Ltd
MP-2023-00854 | 2023-05-15 | 3288 WAVERLEY AVENUE, Vancouver, BC V5S 1G3 | Mechanical Permit | NULL | NULL | Issued | NULL | 1399692 BC Ltd
PP-2023-00776 | 2023-03-07 | 3288 WAVERLEY AVENUE, Vancouver, BC V5S 1G3 | Plumbing Permit | Residential | New | Issued | Residential - plumber a new house >BP: To construct a 2 storey + basement one-family dwelling ($555,750) with an existing accessory building (garage) providing 1 parking space, having vehicular access from the 20' lane. 1. Covenant registered at the Land Title Office under CA9858631 2. A/C proposed – Exterior component located in Rear, Interior component located in Second Floor 3. No Bar sink 4. Schedule B: (DR.Z. Zhao) P.Eng (604.526.1305) Structural & Geotechnical 5. HPO: Residential Builder- Royalsun Enterpirises Ltd | 1399692 BC Ltd
NULL | NULL | 3288 WAVERLEY AVENUE, Vancouver, BC V5S 1G3 | Plumbing Permit | Residential | New | Draft | Residential - plumb a new house | NULL
PP-2023-00611 | 2023-02-21 | 3288 WAVERLEY AVENUE, Vancouver, BC V5S 1G3 | Plumbing Permit | Residential | New | Issued | Residential - Sump >BP: To construct a 2 storey + basement one-family dwelling ($555,750) with an existing accessory building (garage) providing 1 parking space, having vehicular access from the 20' lane. | Hayer Demolition Ltd
NULL | NULL | 3288 WAVERLEY AVENUE, Vancouver, BC V5S 1G3 | Mechanical Permit | NULL | NULL | Draft | NULL | 1399692 BC Ltd
EP-2023-02456 | 2023-04-13 | 3288 WAVERLEY AVENUE, Vancouver, BC V5S 1G3 | Electrical Permit | Residential | New | Issued | Installation / Repair - Residential - New house power line and lights wiring and installation NO MECHANICAL PERMIT AT THIS TIME >Permit Amendment Aug 15, 2023 -"Upload Electrical load Calculation" *Electrical contractor to request an electrical inspection online for the District Electrical Inspector to review document(s) uploaded to application documents: https://plposweb.vancouver.ca/Public/Login.aspx >BP: To construct a 2 storey + basement one-family dwelling ($555,750) with an existing accessory building (garage) providing 1 parking space, having vehicular access from the 20' lane. 1. Covenant registered at the Land Title Office under CA9858631 2. A/C proposed – Exterior component located in Rear, Interior component located in Second Floor 3. No Bar sink 4. Schedule B: (DR.Z. Zhao) P.Eng (604.526.1305) Structural & Geotechnical 5. HPO: Residential Builder- Royalsun Enterpirises Ltd Note: This is a 2 storey building pursuant to the Zoning and Development By-Law **THIS PERMIT HAS BEEN ISSUED UNDER THE REQUIREMENTS OF VBBL #12511 (2019) ** | GLBC ELECTRICAL CONTRACTORS LTD
GP-2023-02562 | 2023-09-11 | 3288 WAVERLEY AVENUE, Vancouver, BC V5S 1G3 | Gas Permit | Residential | New | Issued | Residential - 2 Ranges & 1 Boiler Gas line rough-in of the house >BP: To construct a 2 storey + basement one-family dwelling ($555,750) with an existing accessory building (garage) providing 1 parking space, having vehicular access from the 20' lane. | Alliance Total Solution Inc
GP-2022-02385 | 2022-08-12 | 6506 WILTSHIRE STREET, Vancouver, BC V6P 5G7 | Gas Permit | Residential | Renovation | Completed | Residential - Replace furnace & hot water tank with newe furnace & tankless water heater Amend: Oct 6, 2022 Replace boiler not furnace & tankless water heater | Good Guys Heating Cooling Plumbing
GP-2023-01753 | 2023-06-06 | 6565 WILTSHIRE STREET, Vancouver, BC V6P 5G8 | Gas Permit | Residential | Renovation | Completed | Residential - 1 Boiler remove old boiler, replace with IBC SL14-115G3 | Westrim Plumbing & Heating Ltd
EP-2022-01059 | 2022-02-10 | 300 W GEORGIA STREET, Vancouver, BC V6B 6B4 | Electrical Permit | Commercial | Addition | Completed | Installation / Repair - Commercial - Installation of 3 hand dryers in level 2 washrooms c/w 3 dedicated 120V 20A circuits. -installation of hand dryers in existing washrooms on existing walls | Charles Richard Pawluk o/a United Electrical Systems Ltd
EP-2023-04896 | 2023-06-02 | 300 W GEORGIA STREET, Vancouver, BC V6B 6B4 | Electrical Permit | Commercial | Tenant Improvement | Completed | Installation / Repair - Commercial - Floor office tennant improvement. New and relocation of power circuits for workstations and offices. Replacement of light fixtures and lighting control. Additional Fire Alarm strobe lights. Power for Auto Door Openers. New Floor box's. >BP: Interior alterations to provide improvements for this existing full floor office tenant on the 13th floor of this existing commercial building. Scope of work: select removal of partition walls, and construct new partition walls for new layout. Electrical, Plumbing, HVAC and Sprinklers to suit. Letters of Assurance submitted by: Schedule A and Architectural Schedule B, Bruce G. McKenzie, Architect, ph: 405-538-3389 Structural Schedule B, Ahmed Elshafey, P.Eng., ph: 403-538-3375 Mechanical and Plumbing Schedule B, Muath Abualqumssan, P.Eng., ph: 403-451-1109 Electrical Schedule B, Herman Lam, P.Eng., ph: 403-313-4963 Building Sprinklered - Separate sprinkler permit required for proposed sprinkler work. Energy checklist is currently no longer required with your Building Permit (BP) application. Some supporting documents are still required at BP stage, specifically Envelope and HVAC, if applicable. Service Water Heating and Lighting supporting documents, if applicable, must be submitted with your related trades permits (e.g. electrical and plumbing). | Charles Richard Pawluk o/a United Electrical Systems Ltd
SP-2023-00831 | 2023-05-12 | 300 W GEORGIA STREET, Vancouver, BC V6B 6B4 | Sprinkler Permit | Commercial | Tenant Improvement | Completed | Commercial - Relocate and replace fourteen (14) existing sprinkler Heads >BP: #1300 - 13th floor Interior alterations to provide improvements for this existing full floor office tenant on the 13th floor of this existing commercial building. Scope of work: select removal of partition walls, and construct new partition walls for new layout. Electrical, Plumbing, HVAC and Sprinklers to suit. *****This application does not include any of the following: 1. Not more than 20 sprinklers (add, relocate, or remove), 2. hydraulic calculations, 3. change in occupancy and /or hazard classification, 4. warehouse storage arrangements, 5. mobile compact storage arrangements, 6. alternative solutions, 7. changes to the sprinkler system supply piping (e.g. valves, mains, cross-mains, branch-lines, etc.), or 8. flexible sprinkler pipe. | Pacific Northwest Fire Protection Inc
SP-2023-01445 | NULL | 300 W GEORGIA STREET, Vancouver, BC V6B 6B4 | Sprinkler Permit | Commercial | Renovation | Application Incomplete | Commercial - Fire pump and booster pumps replacement >BP: in review | Olympic Projects Ltd
EP-2023-00789 | 2023-01-31 | 300 W GEORGIA STREET, Vancouver, BC V6B 6B4 | Electrical Permit | Commercial | Renovation | Completed | Installation / Repair - Commercial - Libray Square DHWT Upgrade (DDC Controls) - Domestic Hot Water tanks from Level -1 to Level 21 -(20) DHWT Total | Mountain Pacific Electrical Ltd
NULL | NULL | 300 W GEORGIA STREET, Vancouver, BC V6B 6B4 | Electrical Permit | Commercial | Renovation | Draft | Installation / Repair - Commercial - Library Square - DHWT Upgrades (DDC Controls) - DHWT Tanks from Level 1 to 21 (20 DHWT Total) | NULL
EP-2023-01779 | 2023-03-03 | 300 W GEORGIA STREET, Vancouver, BC V6B 6B4 | Electrical Permit | Commercial | Tenant Improvement | Completed | Installation / Repair - Commercial - Install sound masking speakers (36 speakers on 16th floor & 35 speakers on 17th floor), install 1 duplex receptacle | Blueline Electrical Services Ltd
EP-2023-01529 | 2023-02-23 | 300 W GEORGIA STREET, Vancouver, BC V6B 6B4 | Electrical Permit | Commercial | Tenant Improvement | Completed | Installation / Repair - Commercial - Existing Kitchen area remodel. This is an electrical permit only. There is no building permit related to this this job. Relocate existing power and data outlets, Replace existing Under Cabinet Fluorescent lights with LED. Operate off of new vacancy sensor. General room lights to remain unchanged. Please note that we are not adding any new lighting. We are installing 1 Vacancy Sensor. I believe we fall into an ASHRAE Exception. “As per Ashrae rule Exception to rule 9.1.2 (Lighting Alterations). Our understanding that the lighting alterations within this scope of work is less than 20% and installed lighting power is not increasing and an Ashrae calculation is not required.” | Charles Richard Pawluk o/a United Electrical Systems Ltd
EP-2022-06755 | 2022-08-12 | 300 W GEORGIA STREET, Vancouver, BC V6B 6B4 | Electrical Permit | Commercial | NULL | Expired | Annual / Operating - Annual electrical operating maintenance throughout complex Renewal of permit EP-2021-05986 valid: Oct. 1, 2022 - Sept. 30, 2023 Based on the Request for Special Permission, for the purpose of section 5.12 of the Electrical By-law, the "annual permit" with a "B" class FSR is acceptable to operate the high voltage equipment. Maintenance or alteration of high-voltage equipment must be done by a licensed "A" contractor under a separate permit. The holder of annual permit must organize inspections within the time period of the permit. Permit holder must have an up to date log book present for inspection. Proper documentation is to be recorded in the log book of electrical maintenance work undertaken under the scope of the permit. • For the purpose of the Electrical By-law, "annual permit" with a "B" class FSR is acceptable to operate the high voltage equipment, however, the maintenance or alteration of high-voltage equipment must be done by a licensed "A" contractor under a separate permit (named with a Class A FSR). • The license of United Electrical LTD is registered with a Class B FSR in the BCSA and the annual permit named with a Class B FSR. The holder of a FSR Class B certificate of qualification may make declarations only with respect to electrical installations in which the voltage of the completed installation does not exceed 750 volts. | Charles Richard Pawluk o/a United Electrical Systems Ltd
EP-2023-00343 | 2023-01-18 | 300 W GEORGIA STREET, Vancouver, BC V6B 6B4 | Electrical Permit | Commercial | Tenant Improvement | Completed | Installation / Repair - Commercial - Remove & replace power for Hot Water Tanks in co-ordination with mechanical contractor. | Sasco Contractors Ltd
EP-2023-07216 | 2023-12-19 | 300 W GEORGIA STREET, Vancouver, BC V6B 6B4 | Electrical Permit | Commercial | Tenant Improvement | Issued | Installation / Repair - Commercial - Install new cabling to replace and upgrade 2 existing Fire Pumps. Cabling to be fed from existing Main distribution and from Building Generator. BP: Interior alterations only to replace Fire pump and ancillaries and to verify the fire alarm in this existing 22 storey office building Building Review Branch Notes: - VBBL 2019 | Charles Richard Pawluk o/a United Electrical Systems Ltd
EP-2023-07620 | 2023-08-23 | 300 W GEORGIA STREET, Vancouver, BC V6B 6B4 | Electrical Permit | Commercial | Tenant Improvement | Issued | Installation / Repair - Commercial - Demo walls. Remove and Install new suspended lighting. Relocated and re-lamp existing Tee Bar lightings with LED. Replace exit lighting. Relocated and install new Fire Alarm devices. BP: #2100 - 21st storey Interior alterations to provide improvements to the existing office tenant on the 21st floor (#2100) in this commercial building on this site. Scope of work: remove/construct partition walls, doors, millwork, ceiling work, finishes, lighting, electrical, plumbing, mechanical and sprinkler work. TENANT: Innovation, Science & Economic Development | Charles Richard Pawluk o/a United Electrical Systems Ltd
SP-2023-01631 | 2023-09-07 | 300 W GEORGIA STREET, Vancouver, BC V6B 6B4 | Sprinkler Permit | Commercial | Tenant Improvement | Issued | Commercial - Add and relocate sprinkler heads for tenant improvement. >BP: #2100 - 21st storey Interior alterations to provide improvements to the existing office tenant on the 21st floor (#2100) in this commercial building on this site. Scope of work: remove/construct partition walls, doors, millwork, ceiling work, finishes, lighting, electrical, plumbing, mechanical and sprinkler work. *****This application does not include any of the following: 1. Not more than 20 sprinklers (add, relocate, or remove), 2. hydraulic calculations, 3. change in occupancy and /or hazard classification, 4. warehouse storage arrangements, 5. mobile compact storage arrangements, 6. alternative solutions, 7. changes to the sprinkler system supply piping (e.g. valves, mains, cross-mains, branch-lines, etc.), or 8. flexible sprinkler pipe. | Priority Fire Systems Ltd
EP-2023-08207 | 2023-09-12 | 300 W GEORGIA STREET, Vancouver, BC V6B 6B4 | Electrical Permit | Commercial | NULL | Issued | Annual / Operating - Annual electrical operating maintenance throughout complex Renewal of EP-2022-06755 valid: Oct. 1, 2023 - Sept. 30, 20234 Based on the Request for Special Permission, for the purpose of section 5.12 of the Electrical By-law, the "annual permit" with a "B" class FSR is acceptable to operate the high voltage equipment. Maintenance or alteration of high-voltage equipment must be done by a licensed "A" contractor under a separate permit. The holder of annual permit must organize inspections within the time period of the permit. Permit holder must have an up to date log book present for inspection. Proper documentation is to be recorded in the log book of electrical maintenance work undertaken under the scope of the permit. • For the purpose of the Electrical By-law, "annual permit" with a "B" class FSR is acceptable to operate the high voltage equipment, however, the maintenance or alteration of high-voltage equipment must be done by a licensed "A" contractor under a separate permit (named with a Class A FSR). • The license of United Electrical LTD is registered with a Class B FSR in the BCSA and the annual permit named with a Class B FSR. The holder of a FSR Class B certificate of qualification may make declarations only with respect to electrical installations in which the voltage of the completed installation does not exceed 750 volts. | Charles Richard Pawluk o/a United Electrical Systems Ltd
SP-2023-01924 | NULL | 300 W GEORGIA STREET, Vancouver, BC V6B 6B4 | Sprinkler Permit | Commercial | Renovation | Applicant Revisions | Commercial - Alteration - Interior alterations only to replace Fire pump and ancillaries and to verify the fire alarm in this existing 22 storey office building. No change to the system upstream of the pumps, however a hydraulic calculation has been created as no records of an existing one was found. Pumps size is appropriate to the calculated head and latest incoming water pressure figures obtained. | Johnson Controls Canada LP
NULL | NULL | 300 W GEORGIA STREET, Vancouver, BC V6B 6B4 | Sprinkler Permit | NULL | NULL | Draft | Commercial - Alteration – Interior alterations only to replace 2 Fire Pumps, 1 jockey pump, an excess water pump and ancillaries and to verify the fire alarm in this existing 22 storey office building. No change to the system upstream of the pumps, however a hydraulic calculation has been created as no records of an existing one was found. Pumps size is appropriate for the calculated head and latest incoming water pressure figures obtained from the City. | Johnson Controls Canada LP
EP-2023-10698 | 2023-12-07 | 300 W GEORGIA STREET, Vancouver, BC V6B 6B4 | Electrical Permit | Commercial | Addition | Completed | Installation / Repair - Commercial - Installation of branch raceways only for Security access Intrusion devices for ROOM 1513. SECURITY DEVICES, TERMINATON, WIRING TO BE DONE BY OTHERS. Installation of (1) 120v 15a (12awg) cct for door power supply box, back boxes & 3/4 & 1" EMT install. NO MAG LOCKS | Houle Electric Limited
EP-2023-11301 | NULL | 300 W GEORGIA STREET, Vancouver, BC V6B 6B4 | Electrical Permit | Commercial | Tenant Improvement | Application Incomplete | Installation / Repair - Commercial - Low voltage cable relocation. WWOP Dec 20, RMN. Fees applied. >BP: Interior alterations to provide improvements to the existing office tenant on the 21st floor (#2100) in this commercial building on this site. Scope of work: remove/construct partition walls, doors, millwork, ceiling work, finishes, lighting, electrical, plumbing, mechanical and sprinkler work. TENANT: Innovation, Science & Economic Development Letters of Assurance submitted by: Schedule A and Architecture Schedule B, Kevin Wong, Architect AIBC, ph: 604-696-8000 Mechanical and Plumbing Schedule B, Dejan Radoicic, P.Eng., ph: 604-696-8000 Electrical Schedule B, Bernard Legare, P. Eng., ph: 236-668-5010 OK for Office TI Building Sprinklered - Separate sprinkler permit required for proposed sprinkler work. Energy checklist is currently no longer required with your Building Permit (BP) application. Some supporting documents are still required at BP stage, specifically Envelope and HVAC, if applicable. Service Water Heating and Lighting supporting documents, if applicable, must be submitted with your related trades permits (e.g. electrical and plumbing). | Centre Electric Ltd
EP-2024-00670 | 2024-01-31 | 300 W GEORGIA STREET, Vancouver, BC V6B 6B4 | Electrical Permit | Commercial | Addition | Issued | Installation / Repair - Commercial - Extra Low Voltage Security System - 16th floor, suite 16A, card reader door add-on into Base Building Access System – No maglocks | Tyco Integrated Fire & Security Canada Inc/Tyco Feu Et Securite Integres Canada Inc
EP-2023-09988 | 2023-11-06 | 350 W GEORGIA STREET, Vancouver, BC V6B 6B1 | Electrical Permit | Commercial | Renovation | Issued | Installation / Repair - Commercial - HVAC/BAS low voltage controls for replacement CT/Chiller >BP: To alter the interior and exterior of the Vancouver Public Library building for the following scope of work: - two existing chillers will be replaced as four existing cooling towers; - re-roofing the area under the cooling towers - add a heat recovery chiller to the chiller plant - add heat recovery coils to the atrium exhaust - replace chiller and condenser pumps Schedule A provided by Scott Stewart Structural Schedule B provided by Jennifer Durham Electrical Schedule B provided by VICTOR LU Mechanical Schedule B provided by Scott Stewart OK for field review as per R.Rattray. | Ainsworth Inc
EP-2023-08587 | 2023-09-22 | 350 W GEORGIA STREET, Vancouver, BC V6B 6B1 | Electrical Permit | Commercial | Tenant Improvement | Completed | Installation / Repair - Commercial - Route one new 15 120V circuit from existing 120/208v panel labelled T.I through existing underfloor raceway to six new 120v thermostat controlled motorized damper actuators. See attached drawings and specs. >BP: 3rd Floor Interior alterations only to validate layout changes on the third floor of the Central Library building on this site. Scope of work includes: 1) Add two automatic door operators & HC wave to active buttons to two Vocal booths. 2) Add structural angled bracing between raised floor & concrete floor slab, to provide better support. 3) Remove existing plug-in ceiling lighting, replaced with hard-wired LED general lighting with switch. 4) Add emergency light head in each vocal booth. Ok for field review per Rob Rattray - Jan 4/23 Notes: - A separate sprinkler permit is required for all related work. - Energy Upgrade: - Schedule A & B, Architectural, Mark Hamilton, Architect, 604-682-6881 Ext. 285. - Schedule B, Structural, Andrew Metten, P.Eng/Struct. Eng, 604-688-9861. - Schedule B, Electrical, Steven Nemetz, P.Eng, 604-736-6562. | Black & McDonald Limited
EP-2023-08769 | 2023-10-04 | 350 W GEORGIA STREET, Vancouver, BC V6B 6B1 | Electrical Permit | Commercial | Addition | Issued | Installation / Repair - Commercial - Installation of one new light fixture in parkade. | 0968458 BC Ltd DBA Relight Solutions
EP-2023-01783 | 2023-03-09 | 350 W GEORGIA STREET, Vancouver, BC V6B 6B1 | Electrical Permit | Commercial | Tenant Improvement | Completed | Installation / Repair - Commercial - Replace 1 existing CPF-50, level 2 AC EV Charger with PhiHong AW32 networked AC level 2 EV Charger. Install 3 new PhiHong AW32 networked AC Level 2 EV chargers from panel L1-2B. Install network for communications. | Power Pros Electrical Ltd
EP-2023-03131 | 2023-04-12 | 350 W GEORGIA STREET, Vancouver, BC V6B 6B1 | Electrical Permit | Commercial | Tenant Improvement | Completed | Installation / Repair - Commercial - Remove and Replace 1 existing CT4021 Dual port Chargepoint Chargers and 1 CT4020 single port Chargepoint Charger, with Three New Liteon AW32 level 2 EV Chargers complete with cable management retractors. New charger are to be wifi connected to a new Cellular modem. Removal of ChargePoint dual port EV charger and single port (x3- 32 amps) = 96 Kw Installation of three Liteon Chargers (x3- 32 amps) = 96 Kw No change in Loading. | Power Pros Electrical Ltd
EP-2023-07117 | 2023-08-08 | 350 W GEORGIA STREET, Vancouver, BC V6B 6B1 | Electrical Permit | Commercial | Renovation | Issued | Installation / Repair - Commercial - Disconnect and make safe existing electrical/mechanical equipment. Install conduit, wire for new electrical/mechanical equipment. Install new breakers for electrical/mechanical equipment. BP: To alter the interior and exterior of the Vancouver Public Library building for the following scope of work: - two existing chillers will be replaced as four existing cooling towers; - re-roofing the area under the cooling towers - add a heat recovery chiller to the chiller plant - add heat recovery coils to the atrium exhaust - replace chiller and condenser pumps | Steele Electric (2001) Ltd
SP-2023-01127 | 2023-06-26 | 350 W GEORGIA STREET, Vancouver, BC V6B 6B1 | Sprinkler Permit | Commercial | Tenant Improvement | Completed | Commercial - 3RD FL - Add Sprinkler Heads >BP: 3rd Floor Interior alterations only to validate layout changes on the third floor of the Central Library building on this site. Scope of work includes: 1) Add two automatic door operators & HC wave to active buttons to two Vocal booths. 2) Add structural angled bracing between raised floor & concrete floor slab, to provide better support. 3) Remove existing plug-in ceiling lighting, replaced with hard-wired LED general lighting with switch. 4) Add emergency light head in each vocal booth. *****This application does not include any of the following: 1. Not more than 20 sprinklers (add, relocate, or remove), 2. hydraulic calculations, 3. change in occupancy and /or hazard classification, 4. warehouse storage arrangements, 5. mobile compact storage arrangements, 6. alternative solutions, 7. changes to the sprinkler system supply piping (e.g. valves, mains, cross-mains, branch-lines, etc.), or 8. flexible sprinkler pipe. | Viking Fire Protection Inc
EP-2023-05233 | 2023-06-12 | 350 W GEORGIA STREET, Vancouver, BC V6B 6B1 | Electrical Permit | Commercial | Renovation | Completed | Installation / Repair - Commercial - Add power, lighting and EM lighting to existing rooms. >BP: 3rd Floor Interior alterations only to validate layout changes on the third floor of the Central Library building on this site. Scope of work includes: 1) Add two automatic door operators & HC wave to active buttons to two Vocal booths. 2) Add structural angled bracing between raised floor & concrete floor slab, to provide better support. 3) Remove existing plug-in ceiling lighting, replaced with hard-wired LED general lighting with switch. 4) Add emergency light head in each vocal booth. Ok for field review per Rob Rattray - Jan 4/23 Notes: - A separate sprinkler permit is required for all related work. - Energy Upgrade: - Schedule A & B, Architectural, Mark Hamilton, Architect, 604-682-6881 Ext. 285. - Schedule B, Structural, Andrew Metten, P.Eng/Struct. Eng, 604-688-9861. - Schedule B, Electrical, Steven Nemetz, P.Eng, 604-736-6562. | Mott Electric General Partnership
PP-2021-04134 | 2022-01-05 | 401 W GEORGIA STREET, Vancouver, BC V6B 5A1 | Plumbing Permit | Commercial | Tenant Improvement | Completed | Commercial - Demo Existing Kitchen sink back to base building shell #1500 - 15th floor Interior demolition of non load-bearing partition walls on the 15th floor (#1500) to create a "shell" office space. Scope of work: remove all interior partition walls, glazing, doors, millwork, sink, finishes, light fixtures, ceiling grid and tiles, electrical, plumbing and sprinkler work. | Pacific Mechanical Systems Ltd
EP-2021-09541 | 2022-01-28 | 401 W GEORGIA STREET, Vancouver, BC V6B 5A1 | Electrical Permit | Commercial | Tenant Improvement | Completed | Installation / Repair - Commercial - #2010 - 20th floor Interior alterations for this existing office tenant which includes minor layout changes, remove existing pony walls and work stations at reception area for this unit in this existing commercial building on this site. TENANT: Interactive Brokers Group -Demolition of lighting fixtures as per plan ID0.2. -Demolition of power and data for existing workstations on open office areas. -Demolition of data receptacle, data cabling and data cabinet on suite 2060. -Relocation of 3 power receptacles on different elevation on kitchen area. -Supply and installation of 4 floor boxes for furniture in open work areas. -Provide new power connections for furniture in open work areas and connections to furniture receptacles. -Provide new data drops for open work area furniture and office areas, considering 2 CAT6 data receptacles per workstation connected to Data Room 2003. Cabling and raceway included as required. -Provide power and data receptacles for TVs. -Provide raceway only for new card reader and electric strike for Data Room. Supply and installation of card access devices and wiring is excluded. -Relocation of existing lighting fixtures as per plan ID3.1. -Supply and installation of 15 new recessed fixture type LT-1 and 2 recessed downlight fixtures as per plan ID3.1. -Supply and installation of 1 exit sign matching existing units in the room and relocation of 1 exit sign as per plans. -Restore lighting control including modifications as per plan ID3.1. -Re & Re fire alarm speakers. Fire alarm verification included. | Ainsworth Inc
SP-2022-00475 | 2022-04-04 | 401 W GEORGIA STREET, Vancouver, BC V6B 5A1 | Sprinkler Permit | Commercial | Tenant Improvement | Completed | Commercial - 5 ADD AND RELOCATE SPRINKLER HEADS >BP: #2010 - 20th floor Interior alterations for this existing office tenant which includes minor layout changes, remove existing pony walls and work stations at reception area for this unit in this existing commercial building on this site. TENANT: Interactive Brokers Group Energy upgrade E2 - Retrofit Path: BOMA BESt (Path 1) - No Additional Upgrades Req'd Energy checklist is currently no longer required with your Building Permit (BP) application. Some supporting documents are still required at BP stage, specifically Envelope and HVAC, if applicable. Service Water Heating and Lighting supporting documents, if applicable, must be submitted with your related trades permits (e.g. electrical and plumbing). All energy upgrades will be checked during inspections stage. It is the applicant’s responsibility to identify and note all required upgrades including energy upgrades on their BP drawings at BP stage. | Priority Fire Systems Ltd
EP-2022-03248 | 2022-04-22 | 401 W GEORGIA STREET, Vancouver, BC V6B 5A1 | Electrical Permit | Commercial | Tenant Improvement | Completed | Installation / Repair - Commercial - -Supply and install 1 floor box w/ 1 power receptacle and 2 data drop cables -Demolition of 4 power and data receptacles -Supply and install 2 Media-TV recessed in wall including 1 power receptacle and 2 data cables per box -Relocate a switch and fan controller | Ainsworth Inc
EP-2022-03663 | 2022-05-06 | 401 W GEORGIA STREET, Vancouver, BC V6B 5A1 | Electrical Permit | Commercial | Tenant Improvement | Completed | Installation / Repair - Commercial - Running 5 Plenum rated Data lines in the T-Bar Ceiling not Data | Pure Image Technology Solutions Ltd
PP-2023-01856 | 2023-05-29 | 401 W GEORGIA STREET, Vancouver, BC V6B 5A1 | Plumbing Permit | Commercial | Tenant Improvement | Completed | Commercial - TENANT RENOVATION >BP: #1500 - 15th Floor Interior alterations to provide improvements to this new office tenant on this existing vacant space on the 15th floor and to combine units #1500 & #1550 becoming a full floor tenant to this existing commercial building. Scope of work: Remove the demising walls to combine the 2 units, remove existing doors, ceiling, floor finishes at elevator lobby. Construct new partitions, door, millwork, electrical, plumbing and sprinkler work. | Ainsworth Inc
EP-2023-04787 | 2023-05-31 | 401 W GEORGIA STREET, Vancouver, BC V6B 5A1 | Electrical Permit | Commercial | Renovation | Completed | Installation / Repair - Commercial - Low voltage HVAC wiring. >BP: Interior alterations to provide improvements to this new office tenant on this existing vacant space on the 15th floor and to combine units #1500 & #1550 becoming a full floor tenant to this existing commercial building. Scope of work: Remove the demising walls to combine the 2 units, remove existing doors, ceiling, floor finishes at elevator lobby. Construct new partitions, door, millwork, electrical, plumbing and sprinkler work. TENANT: Westlaw Law Limited Partnership Letters of Assurance submitted: Schedule A and Architectural Schedule B by Glenn Roethlingshoefer, Architect, AIBC., 604.631.4544 Electrical Schedule B by Roger Dupuis, P.Eng., 604.569.6500 Plumbing/Mechanical Schedule B by Hassan Hammoud, P.Eng., 604.734.9338 Building Sprinklered – Separate sprinkler permit required for proposed sprinkler work. Energy checklist is currently no longer required with your Building Permit (BP) application. Some supporting documents are still required at BP stage, specifically Envelope and HVAC, if applicable. Service Water Heating and Lighting supporting documents, if applicable, must be submitted with your related trades permits (e.g. electrical and plumbing). | Control Solutions Ltd
EP-2023-05427 | 2023-06-20 | 401 W GEORGIA STREET, Vancouver, BC V6B 5A1 | Electrical Permit | Commercial | Tenant Improvement | Completed | Installation / Repair - Commercial - Install (117) new Cat 6 data Install (11) New Cat 6 Data for wifi Install Ubiquiti WAP's Install Patch cables on both ends Install (5) Coax >BP: #1500 - 15th Floor Interior alterations to provide improvements to this new office tenant on this existing vacant space on the 15th floor and to combine units #1500 & #1550 becoming a full floor tenant to this existing commercial building. Scope of work: Remove the demising walls to combine the 2 units, remove existing doors, ceiling, floor finishes at elevator lobby. Construct new partitions, door, millwork, electrical, plumbing and sprinkler work. TENANT: Westlaw Law Limited Partnership | Sasco Contractors Ltd
EP-2023-04129 | 2023-05-11 | 401 W GEORGIA STREET, Vancouver, BC V6B 5A1 | Electrical Permit | Commercial | Renovation | Completed | Installation / Repair - Commercial - Modification & verification of Fire Alarm system devices, install floor boxes, electrical connect for motorized blinds, security rough in. * Cleared for Hazard Assessment report, RMN, June 26. >BP: Interior alterations to provide improvements to this new office tenant on this existing vacant space on the 15th floor and to combine units #1500 & #1550 becoming a full floor tenant to this existing commercial building. Scope of work: Remove the demising walls to combine the 2 units, remove existing doors, ceiling, floor finishes at elevator lobby. Construct new partitions, door, millwork, electrical, plumbing and sprinkler work. TENANT: Westlaw Law Limited Partnership Letters of Assurance submitted: Schedule A and Architectural Schedule B by Glenn Roethlingshoefer, Architect, AIBC., 604.631.4544 Electrical Schedule B by Roger Dupuis, P.Eng., 604.569.6500 Plumbing/Mechanical Schedule B by Hassan Hammoud, P.Eng., 604.734.9338 Building Sprinklered – Separate sprinkler permit required for proposed sprinkler work. Energy checklist is currently no longer required with your Building Permit (BP) application. Some supporting documents are still required at BP stage, specifically Envelope and HVAC, if applicable. Service Water Heating and Lighting supporting documents, if applicable, must be submitted with your related trades permits (e.g. electrical and plumbing). | Action Electric Ltd
SP-2023-00817 | 2023-05-11 | 401 W GEORGIA STREET, Vancouver, BC V6B 5A1 | Sprinkler Permit | Commercial | Tenant Improvement | Completed | Commercial - Cap off two existing sprinkler heads for tenant improvement. >BP: #1100 - 11th Floor (full floor tenant) Interior alterations to provide improvements for the existing full floor office tenant in this existing commercial building on this site. Scope of work: remove partition wall to expand lunchroom, fill in doorway, finishes, electrical work. *****This application does not include any of the following: 1. Not more than 20 sprinklers (add, relocate, or remove), 2. hydraulic calculations, 3. change in occupancy and /or hazard classification, 4. warehouse storage arrangements, 5. mobile compact storage arrangements, 6. alternative solutions, 7. changes to the sprinkler system supply piping (e.g. valves, mains, cross-mains, branch-lines, etc.), or 8. flexible sprinkler pipe. | Priority Fire Systems Ltd
EP-2023-06167 | 2023-07-10 | 401 W GEORGIA STREET, Vancouver, BC V6B 5A1 | Electrical Permit | Commercial | Addition | Completed | Installation / Repair - Commercial - Install 5 Card Readers and 5 Cameras. Site Contact Eric Vuong / evuong@paladintechnologies.com /+1 6049709982 No Mag Locks >BP: #1500 - 15th Floor Interior alterations to provide improvements to this new office tenant on this existing vacant space on the 15th floor and to combine units #1500 & #1550 becoming a full floor tenant to this existing commercial building. Scope of work: Remove the demising walls to combine the 2 units, remove existing doors, ceiling, floor finishes at elevator lobby. Construct new partitions, door, millwork, electrical, plumbing and sprinkler work. TENANT: Westlaw Law Limited Partnership Letters of Assurance submitted: Schedule A and Architectural Schedule B by Glenn Roethlingshoefer, Architect, AIBC., 604.631.4544 Electrical Schedule B by Roger Dupuis, P.Eng., 604.569.6500 Plumbing/Mechanical Schedule B by Hassan Hammoud, P.Eng., 604.734.9338 Building Sprinklered – Separate sprinkler permit required for proposed sprinkler work. Energy checklist is currently no longer required with your Building Permit (BP) application. Some supporting documents are still required at BP stage, specifically Envelope and HVAC, if applicable. Service Water Heating and Lighting supporting documents, if applicable, must be submitted with your related trades permits (e.g. electrical and plumbing). | Paladin Technologies Inc
EP-2023-06509 | 2023-07-19 | 401 W GEORGIA STREET, Vancouver, BC V6B 5A1 | Electrical Permit | Commercial | Tenant Improvement | Completed | Installation / Repair - Commercial - Low voltage sound masking installation. >BP: Interior alterations to provide improvements to this new office tenant on this existing vacant space on the 15th floor and to combine units #1500 & #1550 becoming a full floor tenant to this existing commercial building. Scope of work: Remove the demising walls to combine the 2 units, remove existing doors, ceiling, floor finishes at elevator lobby. Construct new partitions, door, millwork, electrical, plumbing and sprinkler work. TENANT: Westlaw Law Limited Partnership Letters of Assurance submitted: Schedule A and Architectural Schedule B by Glenn Roethlingshoefer, Architect, AIBC., 604.631.4544 Electrical Schedule B by Roger Dupuis, P.Eng., 604.569.6500 Plumbing/Mechanical Schedule B by Hassan Hammoud, P.Eng., 604.734.9338 Building Sprinklered – Separate sprinkler permit required for proposed sprinkler work. Energy checklist is currently no longer required with your Building Permit (BP) application. Some supporting documents are still required at BP stage, specifically Envelope and HVAC, if applicable. Service Water Heating and Lighting supporting documents, if applicable, must be submitted with your related trades permits (e.g. electrical and plumbing). | BTM Marketing Group Ltd
NULL | NULL | 401 W GEORGIA STREET, Vancouver, BC V6B 5A1 | Electrical Permit | Commercial | New | Draft | Installation / Repair - Commercial - Running low voltage, FT6 rated speaker wire through a ceiling for a new office build. The rough-in has passed inspection and wire has been ran. We are being told by the main projects team that we require our own permit and inspection for this. | NULL
NULL | NULL | 401 W GEORGIA STREET, Vancouver, BC V6B 5A1 | Plumbing Permit | Commercial | Renovation | Withdrawn | Commercial - backflow | KERN BSG MANAGEMENT LTD
SP-2023-00527 | 2023-04-25 | 401 W GEORGIA STREET, Vancouver, BC V6B 5A1 | Sprinkler Permit | Commercial | Tenant Improvement | Completed | Commercial - For sprinkler system alterations to the 2019 VBBL and NFPA 13, 2013 for the tenant improvements to provide interior alterations to this new office tenant on this existing vacant space on the 15th floor (#1500) and to combine units #1500 & #1550 becoming a full tenant to this existing commercial building. Engineer of Record: Dan Wong 778-847-0572 denveng7@gmail.com | Priority Fire Systems Ltd
EP-2023-01773 | 2023-03-06 | 401 W GEORGIA STREET, Vancouver, BC V6B 5A1 | Electrical Permit | Commercial | NULL | Issued | Annual / Operating - Annual Electrical Operating Permit Renewal Renewal of EP-2022-03695 VALID: April 24, 2023 to April 23, 2024 | Ainsworth Inc
PP-2023-00485 | 2023-02-10 | 401 W GEORGIA STREET, Vancouver, BC V6B 5A1 | Plumbing Permit | Commercial | New | Completed | Commercial - Commercial RI for new plumbing in washroom >BP: Interior alterations to provide improvements to the 16th floor lobby washrooms in this existing commercial building on this site. Scope of work: demo to convert accessible washroom to an all gender shower room. New shower fixture, finishes, barrier free accessories, lighting. | SYNC MECHANICAL LTD
EP-2022-07166 | 2022-08-25 | 401 W GEORGIA STREET, Vancouver, BC V6B 5A1 | Electrical Permit | Commercial | Tenant Improvement | Completed | Installation / Repair - Commercial - - Demolition of power and data receptacles on suite. - Remove 3 pendant lights and 4 pot lights. - Replace 8 exit signs with pictogram green running man. - Install 1 duplex receptacle or whip connection to workstations and data drops 2 cables per workstation. - Provide Wiremold raceway and 1 PAC pole to accommodate power and data cabling for workstations. - Relocate 4 duplex receptacles to suit new furniture layout. - Provide 2 CAT6 data cable between comm room (9th floor) to main datacenter on 11th floor. - Provide raceway for security scope. Security cabling and equipment by others. - Lighting fixtures and lighting controls excluded. >BP: #980 - 9th Floor (expanding into #950) Interior alterations to the 9th floor to expand #980 into #950 (#retaining #980) and provide tenant improvement for this existing office tenant in this existing commercial building on this site. Scope of work: selective demo of demising wall and of boardroom to create open floor plan. Update electrical, sprinklers, lighting and carpet. | Ainsworth Inc
EP-2022-07884 | 2022-12-08 | 401 W GEORGIA STREET, Vancouver, BC V6B 5A1 | Electrical Permit | Commercial | New | Completed | Installation / Repair - Commercial - Install 3 card readers. NO MAGLOCKS -involves CARD STRIKES Site contact Eric Vuong- (604)970-9982 >BP: #980 - 9th Floor (expanding into #950) Interior alterations to the 9th floor to expand #980 into #950 (#retaining #980) and provide tenant improvement for this existing office tenant in this existing commercial building on this site. Scope of work: selective demo of demising wall and of boardroom to create open floor plan. Update electrical, sprinklers, lighting and carpet. Ok for Field Review per K.Vogt. E2 - Retrofit Path: BOMA BESt (Path 1) - No Additional Upgrades Req'd | PALADIN TECHNOLOGIES INC
EP-2023-09602 | 2023-11-02 | 401 W GEORGIA STREET, Vancouver, BC V6B 5A1 | Electrical Permit | Commercial | Renovation | Completed | Installation / Repair - Commercial - Provide new data cabling and relocate existing data and electrical receptacles to fit new furniture layout. no lighting will be affected >BP: Interior alterations to provide improvements for a new full floor office tenant on the 21st floor (#2100) of this existing commercial building on this site. Scope of work: remove demountable partitions, built in planters, millwork, electrical, data, reflective ceiling. Install new partition walls, doors, millwork, finishes, RCP, including new first aid room, coffee station, storage. Electrical, plumbing, Sprinklers to suit. Energy checklist is currently no longer required with your Building Permit (BP) application. Some supporting documents are still required at BP stage, specifically Envelope and HVAC, if applicable. Service Water Heating and Lighting supporting documents, if applicable, must be submitted with your related trades permits (e.g. electrical and plumbing). | Ainsworth Inc
EP-2024-00313 | 2024-01-18 | 401 W GEORGIA STREET, Vancouver, BC V6B 5A1 | Electrical Permit | Commercial | Renovation | Completed | Installation / Repair - Commercial - Separation of office space into two office areas, including electrical, data, and fire alarm modification. >BP: #500 - 5th Floor (demising to #500 & #510) Interior alterations to demise the existing office suite #500 on the 5th floor (to be #500 & #510) in this existing commercial building. Scope of work: Construct new demising walls to create 2 suites, demo some partitions, furred wall, glazing, door/frame. New millwork, patch and repair flooring, new exit, electrical and plumbing work. | Ainsworth Inc
SP-2023-02288 | 2023-12-19 | 401 W GEORGIA STREET, Vancouver, BC V6B 5A1 | Sprinkler Permit | Commercial | Tenant Improvement | Issued | Commercial - Install new sprinkler heads for tenant improvement. >BP: #500 - 5th Floor (demising to #500 & #510) Interior alterations to demise the existing office suite #500 on the 5th floor (to be #500 & #510) in this existing commercial building. Scope of work: Construct new demising walls to create 2 suites, demo some partitions, furred wall, glazing, door/frame. New millwork, patch and repair flooring, new exit, electrical and plumbing work. TENANT: Unbounce Marketing Solutions Inc >>> *****This application does not include any of the following: 1. Not more than 20 sprinklers (add, relocate, or remove), 2. hydraulic calculations, 3. change in occupancy and /or hazard classification, 4. warehouse storage arrangements, 5. mobile compact storage arrangements, 6. alternative solutions, 7. changes to the sprinkler system supply piping (e.g. valves, mains, cross-mains, branch-lines, etc.), or 8. flexible sprinkler pipe. | Priority Fire Systems Ltd
PP-2023-04374 | 2023-12-19 | 401 W GEORGIA STREET, Vancouver, BC V6B 5A1 | Plumbing Permit | Commercial | Tenant Improvement | Issued | Commercial - Plumbing for: >BP: #500 - 5th Floor (demising to #500 & #510) Interior alterations to demise the existing office suite #500 on the 5th floor (to be #500 & #510) in this existing commercial building. Scope of work: Construct new demising walls to create 2 suites, demo some partitions, furred wall, glazing, door/frame. New millwork, patch and repair flooring, new exit, electrical and plumbing work. TENANT: Unbounce Marketing Solutions Inc | KERN BSG MANAGEMENT LTD
NULL | NULL | 401 W GEORGIA STREET, Vancouver, BC V6B 5A1 | Electrical Permit | Commercial | Tenant Improvement | Draft | Installation / Repair - Commercial - TI | NULL
EP-2024-00063 | 2024-01-05 | 401 W GEORGIA STREET, Vancouver, BC V6B 5A1 | Electrical Permit | Commercial | Renovation | Issued | Installation / Repair - Commercial - hvac wiring only | Control Solutions Ltd
EP-2024-00064 | 2024-01-05 | 401 W GEORGIA STREET, Vancouver, BC V6B 5A1 | Electrical Permit | Commercial | Renovation | Issued | Installation / Repair - Commercial - hvac wiring only | Control Solutions Ltd
EP-2023-10701 | 2023-12-06 | 401 W GEORGIA STREET, Vancouver, BC V6B 5A1 | Electrical Permit | Commercial | Tenant Improvement | Completed | Installation / Repair - Commercial - Low voltage cables for access control at two doors. >BP: Interior alterations to provide improvements for a new full floor office tenant on the 21st floor (#2100) of this existing commercial building on this site. Scope of work: remove demountable partitions, built in planters, millwork, electrical, data, reflective ceiling. Install new partition walls, doors, millwork, finishes, RCP, including new first aid room, coffee station, storage. Electrical, plumbing, Sprinklers to suit. Energy checklist is currently no longer required with your Building Permit (BP) application. Some supporting documents are still required at BP stage, specifically Envelope and HVAC, if applicable. Service Water Heating and Lighting supporting documents, if applicable, must be submitted with your related trades permits (e.g. electrical and plumbing). | Alpha Security Systems Ltd
PP-2023-04312 | 2023-12-18 | 401 W GEORGIA STREET, Vancouver, BC V6B 5A1 | Plumbing Permit | Commercial | Tenant Improvement | Issued | Commercial - SUITES #1808 & 1858 - 18TH FLOOR - TI >BP: 18th floor (#1800 demising/chg to #1808 & #1858) Interior alteration to this full floor office space to demise into two units (to be #1808 & #1858) and provide improvements to unit #1858 only, in this existing commercial building on this site. Scope of work: demo to base building and demise floor into two units with new corridors. Full tenant fit out to unit #1858 for new tenant. Plumbing, mechanical, electrical, & sprinklers to suit. | KERN BSG MANAGEMENT LTD
EP-2023-11138 | 2023-12-13 | 401 W GEORGIA STREET, Vancouver, BC V6B 5A1 | Electrical Permit | Commercial | Tenant Improvement | Issued | Installation / Repair - Commercial - Demo, Power, Lighting, communication/security rough in, mechanical, life safety, distribution installations. >BP: Interior alteration to this full floor office space to demise into two units (to be #1808 & #1858) and provide improvements to unit #1858 only, in this existing commercial building on this site. Scope of work: demo to base building and demise floor into two units with new corridors. Full tenant fit out to unit #1858 for new tenant. Plumbing, mechanical, electrical, & sprinklers to suit. *Separate permit(s) required for further improvements to #1808. Letters of Assurance submitted: - Schedule A by Walker Mckinley, Architect, AIBC . Ph#778.379.6761 - Architectural Schedule B by;Walker Mckinley, Architect, AIBC . Ph#778.379.6761. - Electrical Schedule B by Roger Dupuis, P.Eng., LEED AP. Ph#604.569.6500. - Mechanica/Plumbing Schedule B by Eric Cresswell, P.Eng. Ph#604.684.5995. Energy checklist is currently no longer required with your Building Permit (BP) application. Some supporting documents are still required at BP stage, specifically Envelope and HVAC, if applicable. Service Water Heating and Lighting supporting documents, if applicable, must be submitted with your related trades permits (e.g. electrical and plumbing). | Sasco Contractors Ltd
PP-2023-04265 | 2023-12-07 | 401 W GEORGIA STREET, Vancouver, BC V6B 5A1 | Plumbing Permit | Commercial | Addition | Completed | Commercial - The client is adding a new sink in a first-aid room. This will include new sink, faucet, drainage, water lines, and venting. >BP: #2100 - 21st floor Interior alterations to provide improvements for a new full floor office tenant on the 21st floor (#2100) of this existing commercial building on this site. Scope of work: remove demountable partitions, built in planters, millwork, electrical, data, reflective ceiling. Install new partition walls, doors, millwork, finishes, RCP, including new first aid room, coffee station, storage. Electrical, plumbing, Sprinklers to suit. | Modern Niagara Vancouver Inc
SP-2023-02204 | 2023-12-07 | 401 W GEORGIA STREET, Vancouver, BC V6B 5A1 | Sprinkler Permit | Commercial | Tenant Improvement | Completed | Commercial - Add and relocate sprinkler heads for tenant improvement. >BP: #2100 - 21st floor Interior alterations to provide improvements for a new full floor office tenant on the 21st floor (#2100) of this existing commercial building on this site. Scope of work: remove demountable partitions, built in planters, millwork, electrical, data, reflective ceiling. Install new partition walls, doors, millwork, finishes, RCP, including new first aid room, coffee station, storage. Electrical, plumbing, Sprinklers to suit. *****This application does not include any of the following: 1. Not more than 20 sprinklers (add, relocate, or remove), 2. hydraulic calculations, 3. change in occupancy and /or hazard classification, 4. warehouse storage arrangements, 5. mobile compact storage arrangements, 6. alternative solutions, 7. changes to the sprinkler system supply piping (e.g. valves, mains, cross-mains, branch-lines, etc.), or 8. flexible sprinkler pipe. | Priority Fire Systems Ltd
SP-2023-02203 | 2023-12-21 | 401 W GEORGIA STREET, Vancouver, BC V6B 5A1 | Sprinkler Permit | Commercial | Tenant Improvement | Issued | Commercial - For sprinkler system alterations to the 2019 VBBL and NFPA 13, 2013 for the tenant improvements to provide interior alterations to part of the 18th floor. The remaining floor area on the 18th floor will be revised to shell condition with heads turned upright. Scope of work will be limited to head relocations and provision of new heads as required; no modifications to mains are required. Engineer of Record: Eric Cresswell 604-684-5995 ericcresswell@amegroup.ca | Priority Fire Systems Ltd
GP-2023-01767 | 2023-06-07 | 3850 W KING EDWARD AVENUE, Vancouver, BC V6S 1N1 | Gas Permit | Residential | Renovation - Dwelling Unit(s) only | Completed | Residential - Installing one gas boiler | Reid Brothers Plumbing & Heating Ltd
PP-2023-00899 | 2023-03-16 | 3879 W KING EDWARD AVENUE, Vancouver, BC V6S 1M9 | Plumbing Permit | Residential | Renovation | Issued | Residential - renovation installing new fixtures >BP: Interior alterations to provide improvements to this Single-detached house on this site. | MCKIM MECHANICAL
EP-2023-03161 | 2023-04-12 | 3879 W KING EDWARD AVENUE, Vancouver, BC V6S 1M9 | Electrical Permit | Residential | Renovation | Issued | Installation / Repair - Residential - Full home rewire and service upgrade to 200A. *An approved mechanical permit is required for the installation of air conditioning or heat pump unit at the time of installation before an electrical inspection will be performed >BP: Interior alterations to provide improvements to this Single-detached house on this site. OK for Field Review per M.Carstairs DBI to determine on site whether Structural drawings and schedule B are required | Castle Electric Inc
PP-2023-00441 | 2023-02-08 | 3919 W KING EDWARD AVENUE, Vancouver, BC V6S 1N2 | Plumbing Permit | Residential | New | Issued | Residential - One sump no pump | Bhullar Excavating and Demolition
EP-2023-00896 | 2023-02-08 | 3919 W KING EDWARD AVENUE, Vancouver, BC V6S 1N2 | Electrical Permit | Residential | New | Issued | Installation / Repair - Residential - All new electrical for newly constructed single detached home with suite >BP: To construct a 2 storey + basement one-family dwelling with a secondary suite located in the basement with an attached garage to LWH and open parking pad, at the rear providing 2 parking spaces, having vehicular access from the lane. 1- Bar sink proposed in main floor 2- A/C unit proposed in rear yard 3- Schedule B: xTong NGO P.Eng (604.372.2120) Structural 4- Schedule B: Alan Prahalad P.Eng (604.831.1431) Geotechnical 5- HPO: JSB Homes Ltd. ******THIS PERMIT HAS BEEN ISSUED UNDER THE REQUIREMENTS OF VBBL #12511 (2019)****** Combustible projections or roof soffits on an exposing building face shall not project to less than .45m from the property line and shall be in compliance with VBBL 2019 9.10.15.5.(9) The entire building, to be sprinklered to NFPA 13D. | Greenleaf Electrical Group Ltd
GP-2023-01660 | 2023-05-29 | 3919 W KING EDWARD AVENUE, Vancouver, BC V6S 1N2 | Gas Permit | Residential | New | Issued | Residential - 1 Fireplace VENT AND CONNECT ONLY >BP: To construct a 2 storey + basement one-family dwelling with a secondary suite | The LM Fireplace Warehouse Ltd.
PP-2023-01624 | 2023-05-09 | 3919 W KING EDWARD AVENUE, Vancouver, BC V6S 1N2 | Plumbing Permit | Residential | New | Issued | Residential - 1FD+SS - #1 & #2 - Plumbing rough >DB: To construct a 2 storey + basement one-family dwelling with a secondary suite located in the basement with an attached garage to LWH and open parking pad, at the rear providing 2 parking spaces, having vehicular access from the lane. 1- Bar sink proposed in main floor 2- A/C unit proposed in rear yard The entire building, to be sprinklered to NFPA 13D. | Blueline Plumbing & Heating Ltd
MP-2023-00855 | 2023-05-16 | 3919 W KING EDWARD AVENUE, Vancouver, BC V6S 1N2 | Mechanical Permit | NULL | NULL | Issued | NULL | Blueline Plumbing & Heating Ltd
SP-2023-01271 | 2023-07-17 | 3919 W KING EDWARD AVENUE, Vancouver, BC V6S 1N2 | Sprinkler Permit | Residential | New | Issued | Residential - 1FD+SS - #1 & #2 - New sprinkler system >DB: To construct a 2 storey + basement one-family dwelling with a secondary suite located in the basement with an attached garage to LWH and open parking pad, at the rear providing 2 parking spaces, having vehicular access from the lane. 1- Bar sink proposed in main floor 2- A/C unit proposed in rear yard ******THIS PERMIT HAS BEEN ISSUED UNDER THE REQUIREMENTS OF VBBL #12511 (2019)****** The entire building, to be sprinklered to NFPA 13D. | Haven Fire Protection Ltd
GP-2023-02301 | 2023-08-08 | 3919 W KING EDWARD AVENUE, Vancouver, BC V6S 1N2 | Gas Permit | Residential | New | Issued | Residential - 1 Boiler, 2 Ranges, 2 BBQ's & 1 Fireplace ( 77000 btu range in main kitchen Piping only for Bbq & fireplace All black iron piping including fittings 2 psig natural gas line >BP: To construct a 2 storey + basement one-family dwelling with a secondary suite **Amendment- September 29, 2023 - Added 2nd BBQ- piping only | POLLY MECHANICAL LTD
GP-2023-02300 | NULL | 3919 W KING EDWARD AVENUE, Vancouver, BC V6S 1N2 | Gas Permit | Residential | New | Withdrawn | Residential - All black iron piping including fittings.2psig natural gas line. | POLLY MECHANICAL LTD
EP-2022-06197 | 2022-07-21 | 3919 W KING EDWARD AVENUE, Vancouver, BC V6S 1N2 | Electrical Permit | Residential | New | Expired | Temporary Power - Residential - To provide temporary power. | Greenleaf Electrical Group Ltd
EP-2023-08468 | 2023-09-19 | 3919 W KING EDWARD AVENUE, Vancouver, BC V6S 1N2 | Electrical Permit | Residential | New | Issued | Temporary Power - Residential - To provide temporary power. Renewal of EP-2022-06197 Valid: Jul 21, 2023 to Jul 20, 2024 | Greenleaf Electrical Group Ltd
EP-2023-08377 | 2023-09-18 | 3919 W KING EDWARD AVENUE, Vancouver, BC V6S 1N2 | Electrical Permit | Residential | New | Issued | Installation / Repair - Residential - Extra low voltage installation. >BP: To construct a 2 storey + basement one-family dwelling with a secondary suite located in the basement with an attached garage to LWH and open parking pad, at the rear providing 2 parking spaces, having vehicular access from the lane. 1- Bar sink proposed in main floor 2- A/C unit proposed in rear yard 3- Schedule B: xTong NGO P.Eng (604.372.2120) Structural 4- Schedule B: Alan Prahalad P.Eng (604.831.1431) Geotechnical 5- HPO: JSB Homes Ltd. ******THIS PERMIT HAS BEEN ISSUED UNDER THE REQUIREMENTS OF VBBL #12511 (2019)****** Combustible projections or roof soffits on an exposing building face shall not project to less than .45m from the property line and shall be in compliance with VBBL 2019 9.10.15.5.(9) The entire building, to be sprinklered to NFPA 13D. | Mr. Sparky Electric Ltd.
GP-2022-00649 | 2022-03-01 | 39 W WOODSTOCK AVENUE, Vancouver, BC V5Y 2R6 | Gas Permit | Residential | Tenant Improvement | Completed | Residential - Furnace & Hot Water Tank Replacement | Wah Fai Plumbing & Heating Inc
PP-2022-00486 | 2022-02-14 | 2455 WALL STREET, Vancouver, BC V5K 1A4 | Plumbing Permit | Residential | New | Issued | Residential - 1FD - Install 1 outside pumped sump and 1 outside sump without pump To construct a 2 storey one-family dwelling ($851,750.00) with an attached garage providing 1 parking space, having vehicular access from Wall Street. Note: This Building Permit will remain in a suspended status until the associated (green) Demolition Permit BP-2021-01827 is completed. Note: This is a 2 storey building pursuant to the Zoning and Development By-Law 1- A/C unit proposed in the rear yard | Octiscapes Site Services Ltd
SP-2023-01699 | 2023-09-15 | 2455 WALL STREET, Vancouver, BC V5K 1A4 | Sprinkler Permit | Residential | New | Issued | Residential - 1FD - Fire sprinklers >DB: To construct a 2 story one-family dwelling with an attached garage providing 1 parking space, having vehicular access from Wall Street. Note: This is a 2 storey building pursuant to the Zoning and Development By-Law 1- A/C unit proposed in the rear yard ******THIS PERMIT HAS BEEN ISSUED UNDER THE REQUIREMENTS OF VBBL #12511 (2019)****** | Titan Fire Protection Ltd
GP-2023-02817 | 2023-09-27 | 2455 WALL STREET, Vancouver, BC V5K 1A4 | Gas Permit | Residential | New | Issued | Residential - 1 Boiler, 1 BBQ, 1 Range & 1 Firepit BP: To construct a 2 story one-family dwelling ($851,750.00) with an attached garage providing 1 parking space, having vehicular access from Wall Street. | Conor Whyte Plumbing And Heating Limited
EP-2023-09734 | 2023-11-07 | 2455 WALL STREET, Vancouver, BC V5K 1A4 | Electrical Permit | Residential | New | Issued | Installation / Repair - Residential - Low Voltage wiring Class 2 Circuits (extra-low voltage: intercom, security-prewire only >BP: To construct a 2 story one-family dwelling ($851,750.00) with an attached garage providing 1 parking space, having vehicular access from Wall Street. Note: This Building Permit will remain in a suspended status until the associated (green) Demolition Permit BP-2021-01827 is completed. Note: This is a 2 storey building pursuant to the Zoning and Development By-Law 1- A/C unit proposed in the rear yard 2- Schedule B: D'Arcy Jones, AIBC. (604-669-2235) Architectural Dan Wicke, P.Eng. (604-484-2859) Structural Matt Kokan, P.Eng. (604-439-0922) Geotechnical 3- HPO: Residential Builder - Milltown Contracting Incorporated ******THIS PERMIT HAS BEEN ISSUED UNDER THE REQUIREMENTS OF VBBL #12511 (2019)****** | Torr Electric
EP-2023-10285 | 2023-11-14 | 2455 WALL STREET, Vancouver, BC V5K 1A4 | Electrical Permit | Residential | New | Issued | Temporary Power - Residential - To provide temporary power. | Kybe Electrical Contracting Ltd
EP-2022-07222 | 2022-08-26 | 2455 WALL STREET, Vancouver, BC V5K 1A4 | Electrical Permit | Residential | New | Issued | Installation / Repair - Residential - New Build / 200A Service >Permit Amendment Oct 26, 2023 -"Amend the permit to include low voltage" >BP: To construct a 2 storey one-family dwelling ($851,750.00) with an attached garage providing 1 parking space, having vehicular access from Wall Street. Note: This Building Permit will remain in a suspended status until the associated (green) Demolition Permit BP-2021-01827 is completed. Note: This is a 2 storey building pursuant to the Zoning and Development By-Law 1- A/C unit proposed in the rear yard 2- Schedule B: D'Arcy Jones, AIBC. (604-669-2235) Architectural Dan Wicke, P.Eng. (604-484-2859) Structural Matt Kokan, P.Eng. (604-439-0922) Geotechnical 3- HPO: Residential Builder - Milltown Contracting Incorporated ******THIS PERMIT HAS BEEN ISSUED UNDER THE REQUIREMENTS OF VBBL #12511 (2019)****** Amend: Nov 28, 2022 amend this permit to include the AC in rear with no added value | Kybe Electrical Contracting Ltd
PP-2022-04340 | 2022-12-05 | 2455 WALL STREET, Vancouver, BC V5K 1A4 | Plumbing Permit | Residential | New | Issued | Residential - new custom home >BP: To construct a 2 storey one-family dwelling ($851,750.00) with an attached garage providing 1 parking space, having vehicular access from Wall Street. 1- A/C unit proposed in the rear yard 2- Schedule B: D'Arcy Jones, AIBC. (604-669-2235) Architectural Dan Wicke, P.Eng. (604-484-2859) Structural Matt Kokan, P.Eng. (604-439-0922) Geotechnical 3- HPO: Residential Builder - Milltown Contracting Incorporated ******THIS PERMIT HAS BEEN ISSUED UNDER THE REQUIREMENTS OF VBBL #12511 (2019)****** | Conor Whyte Plumbing And Heating Limited
EP-2022-09661 | 2022-11-17 | 2455 WALL STREET, Vancouver, BC V5K 1A4 | Electrical Permit | Residential | New | Expired | Temporary Power - Residential - Temp Power Expired EP-2021-08354 Valid Nov 9, 2022 until Nov 8, 2023 | Kybe Electrical Contracting Ltd
GP-2022-03417 | 2022-11-02 | 2485 WALL STREET, Vancouver, BC V5K 1A4 | Gas Permit | Residential | New | Issued | Residential - Gas Fireplace Insert to Existing SFD Vent & Gas Hookup >DB: Interior and exterior alterations to install a cantilevered rear deck at grade (partially projecting over the slope) thereby extending the existing rear patio at grade; to remove an unauthorized sunroom enclosure on the lower floor and restore the covered patio. Scope of work includes replacement of some windows and doors, new skylight and new roofing material on this existing one-family dwelling building. | Encore Fireplaces Ltd
GP-2022-03424 | 2022-11-03 | 2485 WALL STREET, Vancouver, BC V5K 1A4 | Gas Permit | Residential | Renovation | Stop Work | Residential - Adding gas line for bbq box and fireplace >Amend: March 21st Additional fire pitt-100K btu for permit | Infinity Pacific Mechanical Ltd
EP-2022-10021 | 2022-11-28 | 2485 WALL STREET, Vancouver, BC V5K 1A4 | Electrical Permit | Residential | Renovation | Issued | Installation / Repair - Residential - disconnect and reconnect the existing wire for the structure beam Installation, add one new circuit for the patio lighting, add two patio wall lights, add one circuit for the gym room. Install exterior LED strip light for the front garden. >DB: Interior and exterior alterations to install a cantilevered rear deck at grade (partially projecting over the slope) thereby extending the existing rear patio at grade; to remove an unauthorized sunroom enclosure on the lower floor and restore the covered patio. Scope of work includes replacement of some windows and doors, new skylight and new roofing material on this existing one-family dwelling building. | Guy Line Electric Ltd
EP-2024-00357 | 2024-01-19 | 2485 WALL STREET, Vancouver, BC V5K 1A4 | Electrical Permit | Residential | Renovation | Issued | Installation / Repair - Residential - Exterior work. Adding in LED wet rated strip lights, pots, landscape lights, deck lights and plugs. We are using existing circuits that will be controlled by Lutron Caseta switches and dimmers >BP: Interior and exterior alterations to install a cantilevered rear deck at grade (partially projecting over the slope) thereby extending the existing rear patio at grade; to remove an unauthorized sunroom enclosure on the lower floor and restore the covered patio. Scope of work includes replacement of some windows and doors, new skylight and new roofing material on this existing one-family dwelling building. Note: A CCTV inspection of the sewer main which crosses the property (in the back yard) will be required pre / post construction to determine that none of the construction activities has resulted in damage to the COV sewer line. | WESTPEAK ELECTRICAL LTD
GP-2022-03264 | 2022-10-21 | 2495 WALL STREET, Vancouver, BC V5K 1A4 | Gas Permit | Residential | Renovation - Dwelling Unit(s) only | Completed | Residential - Furnace replacement | General Heating Ltd
EP-2022-07304 | 2022-08-30 | 2511 WALL STREET, Vancouver, BC V5K 1A6 | Electrical Permit | Residential | Renovation - Dwelling Unit(s) only | Completed | Installation / Repair - Residential - Residential Service upgrade from 100A to 200A Amend: Apr 5th, 2023 update our FSR to Shanti Vertolli 257930 | Ozz Electric BC Inc
EP-2023-05781 | 2023-07-13 | 2511 WALL STREET, Vancouver, BC V5K 1A6 | Electrical Permit | Residential | Addition | Completed | Installation / Repair - Residential - ¦ 1FD/ HP/ EV ¦ Installation of AC unit & EVC unit -The customer has a newly upgraded 200A service. There is ample room for adding both EV & AC. Provision was already made for these in the new service & panel installed on permit EP-2022-07304. This new permit application is only for the physical installation of permanent EV & AC exterior cables & infrastructure as per COI attached (see comments at bottom of COI) Work Description + Installation Details Amended: -"NO AC INSTALL AT THIS TIME. FUTURE INSTALL WILL BE SEPARATE PERMIT. LOAD CALC UPDATED AS PER ESO REQUEST" *Document(s) uploaded to "Application Documents" tab for Electrical Inspector | Ozz Electric BC Inc
GP-2022-03260 | 2022-10-21 | 2643 WILLIAM STREET, Vancouver, BC V5K 2Y6 | Gas Permit | Residential | Renovation | Completed | Residential - Replace hwt with tankless | Westmount Heating Ltd
GP-2023-02938 | 2023-10-05 | 2647 WILLIAM STREET, Vancouver, BC V5K 2Y6 | Gas Permit | Residential | Tenant Improvement | Completed | Residential - RE & RE FURNACE | 484081 BC LTD
EP-2022-08724 | 2022-10-14 | 2660 WILLIAM STREET, Vancouver, BC V5K 2Y5 | Electrical Permit | Residential | New | Completed | Installation / Repair - Residential - Security Alarm, Tv, Tel, Internet , vacuum >BP: To construct a 2.5 storey two-family dwelling ($623,207.50) with a detached accessory building (garage) at the rear providing 2 parking spaces, having vehicular access from the lane. 1. A/C proposed – Exterior component located in rear yard, Interior component located adjacent to ½ storey. 2. Schedule B: (SHARAT CHANDE, P.ENG. 604-723-7534) Structural 3. Schedule B: (AL KNUTSON, P.ENG. 604-782-8074) Geotechnical 4. HPO: Residential Builder- (EVERGREEN COURT DEVELOPMENTS LTD.) Note: This is a 2.5 storey building pursuant to the Zoning and Development By-Law **THIS PERMIT HAS BEEN ISSUED UNDER THE REQUIREMENTS OF VBBL #12511 (2019) ** | Covert Security Solutions Inc
GP-2022-02624 | 2022-09-01 | 2660 WILLIAM STREET, Vancouver, BC V5K 2Y5 | Gas Permit | Residential | New | Completed | Residential - Installation of gas appliances for: >BP: To construct a 2.5 storey two-family dwelling ($623,207.50) with a detached accessory building (garage) at the rear providing 2 parking spaces, having vehicular access from the lane. | Century Twenty One Gas & Heating Co. Ltd
PP-2022-02956 | 2022-08-24 | 2660 WILLIAM STREET, Vancouver, BC V5K 2Y5 | Plumbing Permit | Residential | New | Completed | Residential - 2FD - FRONT - 2660 WILLILAM ST BACK - 2658 WILLIAM ST New house plumbing >DB: To construct a 2.5 storey two-family dwelling with a detached accessory building (garage) at the rear providing 2 parking spaces, having vehicular access from the lane. 1. A/C proposed – Exterior component located in rear yard, Interior component located adjacent to ½ storey. | PBW Development Ltd
MP-2022-00224 | 2022-09-15 | 2660 WILLIAM STREET, Vancouver, BC V5K 2Y5 | Mechanical Permit | NULL | NULL | Completed | NULL | Century Twenty One Gas & Heating Co. Ltd
NULL | NULL | 2660 WILLIAM STREET, Vancouver, BC V5K 2Y5 | Mechanical Permit | NULL | NULL | Withdrawn | NULL | Century Twenty One Gas & Heating Co. Ltd
SP-2022-01489 | 2022-09-15 | 2660 WILLIAM STREET, Vancouver, BC V5K 2Y5 | Sprinkler Permit | Residential | New | Completed | Residential - New sprinkler system for: >BP: To construct a 2.5 storey two-family dwelling ($623,207.50) with a detached accessory building (garage) at the rear providing 2 parking spaces, having vehicular access from the lane. 1. A/C proposed – Exterior component located in rear yard, Interior component located adjacent to ½ storey. 2. Schedule B: (SHARAT CHANDE, P.ENG. 604-723-7534) Structural 3. Schedule B: (AL KNUTSON, P.ENG. 604-782-8074) Geotechnical 4. HPO: Residential Builder- (EVERGREEN COURT DEVELOPMENTS LTD.) *The entire building to be sprinklered to 2 x NFPA 13D * | Alco Fire Protection Ltd
EP-2022-07687 | 2022-09-14 | 2660 WILLIAM STREET, Vancouver, BC V5K 2Y5 | Electrical Permit | Residential | New | Completed | Installation / Repair - Residential - All new electrical work for duplex and service To construct a 2.5 storey two-family dwelling ($623,207.50) with a detached accessory building (garage) at the rear providing 2 parking spaces, having vehicular access from the lane. 1. A/C proposed – Exterior component located in rear yard, Interior component located adjacent to ½ storey. 2. Schedule B: (SHARAT CHANDE, P.ENG. 604-723-7534) Structural 3. Schedule B: (AL KNUTSON, P.ENG. 604-782-8074) Geotechnical 4. HPO: Residential Builder- (EVERGREEN COURT DEVELOPMENTS LTD.) Note: This is a 2.5 storey building pursuant to the Zoning and Development By-Law | Friend Electrical Ltd
EP-2022-01689 | 2022-03-02 | 2660 WILLIAM STREET, Vancouver, BC V5K 2Y5 | Electrical Permit | Residential | New | Expired | Temporary Power - Residential - To provide temporary power. | Friend Electrical Ltd
PP-2022-01663 | 2022-05-24 | 2660 WILLIAM STREET, Vancouver, BC V5K 2Y5 | Plumbing Permit | Residential | New | Completed | Residential - Sump >BP: To construct a 2.5 storey two-family dwelling ($623,207.50) with a detached accessory building (garage) at the rear providing 2 parking spaces, having vehicular access from the lane. 1. A/C proposed – Exterior component located in rear yard, Interior component located adjacent to ½ storey. 2. Schedule B: (SHARAT CHANDE, P.ENG. 604-723-7534) Structural 3. Schedule B: (AL KNUTSON, P.ENG. 604-782-8074) Geotechnical 4. HPO: Residential Builder- (EVERGREEN COURT DEVELOPMENTS LTD.) Note: This is a 2.5 storey building pursuant to the Zoning and Development By-Law Address Information: Front Unit 2660 William St - One Family Dwelling (1st - 3rd floor) Back Unit 2658 William St - One Family Dwelling (1st - 3rd floor) Address numbers assigned as per approved plans for Fire and Emergency response. The address numbers are to be posted to the building to be visible from the street and in accordance with the Building By-law prior to final inspection. **THIS PERMIT HAS BEEN ISSUED UNDER THE REQUIREMENTS OF VBBL #12511 (2019) ** | Khela Excavating Ltd.
PP-2022-00260 | 2022-01-27 | 2690 WILLIAM STREET, Vancouver, BC V5K 2Y5 | Plumbing Permit | Residential | New | Completed | Residential - 1FD+SS - #1 & #2 - Install 3 outside sump no pump To construct a 2 storey one-family dwelling with a secondary suite located in the Basement with an open parking pad, providing a total of 1 parking space, having vehicular access from the 20' Lane. 1. Covenant registered at the Land Title Office under CA9112688 2. No Strata Titling permitted 3. A/C proposed – Exterior component located in the Rear Yard, Interior component located on the Upper Floor plan. | New Star Excavating & Demolition Ltd
PP-2022-01850 | 2022-06-01 | 2690 WILLIAM STREET, Vancouver, BC V5K 2Y5 | Plumbing Permit | Residential | New | Completed | Residential - New Plumbing >BP: To construct a 2 storey one-family dwelling with a secondary suite located in the Basement ($622,750) with an open parking pad, providing a total of 1 parking space, having vehicular access from the 20' Lane. 1. Covenant registered at the Land Title Office under CA9112688 2. No Strata Titling permitted 3. A/C proposed – Exterior component located in the Rear Yard, Interior component located on the Upper Floor plan. 4. Schedule B: (ALAN PRAHALAD) P.Eng (604.831-1431) Structural 5. Schedule B: (PAULLUS K.F YOUNG) P.Eng (604-841-7748) Geotechnical 6. HPO: Residential Builder- (Alves Construction Ltd) Note: This is a 2 storey building pursuant to the Zoning and Development By-Law Address Information: Principal Dwelling: #1-2690 William St – (One Family Dwelling -1st & 2nd floor, west portion of basement) Secondary Suite: #2-2690 William St (east portion of basement) Laneway home: #3-2690 William St Address and suite numbers assigned as per approved plans for Fire and Emergency response. The address number is to be posted to the building to be visible from the street and the suite numbers are to be posted at the suite entries in accordance with the Building By-law prior to final inspection. *LANEWAY HOUSE* Note: See DB-2021-01315 **THIS PERMIT HAS BEEN ISSUED UNDER THE REQUIREMENTS OF VBBL #12511 (2019) ** | ALI & ALI PLUMBING & HEATING LTD
NULL | NULL | 2690 WILLIAM STREET, Vancouver, BC V5K 2Y5 | Electrical Permit | Residential | New | Draft | Temporary Power - Residential - To provide temporary power. | ORBIT ENERGY CONTROLS LTD
EP-2022-04214 | 2022-05-30 | 2690 WILLIAM STREET, Vancouver, BC V5K 2Y5 | Electrical Permit | Residential | New | Expired | Temporary Power - Residential - To provide temporary power. -renewal of EP-2021-03696 -Valid: May 18, 2022 - May 17, 2023 | ORBIT ENERGY CONTROLS LTD
EP-2022-07961 | 2022-10-12 | 2690 WILLIAM STREET, Vancouver, BC V5K 2Y5 | Electrical Permit | Residential | New | Completed | Installation / Repair - Residential - Extra low voltage - Complete Security Alarm System >BP: To construct a 2 storey one-family dwelling with a secondary suite located in the Basement ($622,750) with an open parking pad, providing a total of 1 parking space, having vehicular access from the 20' Lane. 1. Covenant registered at the Land Title Office under CA9112688 2. No Strata Titling permitted 3. A/C proposed – Exterior component located in the Rear Yard, Interior component located on the Upper Floor plan. 4. Schedule B: (ALAN PRAHALAD) P.Eng (604.831-1431) Structural 5. Schedule B: (PAULLUS K.F YOUNG) P.Eng (604-841-7748) Geotechnical 6. HPO: Residential Builder- (Alves Construction Ltd) | Orbit Home Automation Ltd
SP-2022-01372 | 2022-08-25 | 2690 WILLIAM STREET, Vancouver, BC V5K 2Y5 | Sprinkler Permit | Residential | New | Completed | Residential - 1FD+SS - #1 & #2 - new sprinkler system >DB: To construct a 2 storey one-family dwelling with a secondary suite located in the Basement with an open parking pad, providing a total of 1 parking space, having vehicular access from the 20' Lane. 1. Covenant registered at the Land Title Office under CA9112688 2. No Strata Titling permitted 3. A/C proposed – Exterior component located in the Rear Yard, Interior component located on the Upper Floor plan. | Haven Fire Protection Ltd
EP-2022-07082 | 2022-08-25 | 2690 WILLIAM STREET, Vancouver, BC V5K 2Y5 | Electrical Permit | Residential | New | Completed | Installation / Repair - Residential - Full wiring for: Main house Building 1 #1-2690 William St - One Family Dwelling (1st & 2nd floor, west portion of basement) #2-2690 William St - Secondary Suite (east portion of basement) To construct a 2 storey one-family dwelling with a secondary suite located in the Basement ($622,750) with an open parking pad, providing a total of 1 parking space, having vehicular access from the 20' Lane. 1. Covenant registered at the Land Title Office under CA9112688 2. No Strata Titling permitted 3. A/C proposed – Exterior component located in the Rear Yard, Interior component located on the Upper Floor plan. 4. Schedule B: (ALAN PRAHALAD) P.Eng (604.831-1431) Structural 5. Schedule B: (PAULLUS K.F YOUNG) P.Eng (604-841-7748) Geotechnical 6. HPO: Residential Builder- (Alves Construction Ltd) Note: This is a 2 storey building pursuant to the Zoning and Development By-Law >>>Amend: Oct. 11th -resubmit Load Calculation- uploaded in Application Documents tab | ORBIT ENERGY CONTROLS LTD
GP-2022-02384 | 2022-08-15 | 2690 WILLIAM STREET, Vancouver, BC V5K 2Y5 | Gas Permit | Residential | New | Completed | Residential - To install boiler range fireplace BBQ There is pipping for fireplace and BBQ >To construct a 2 storey one-family dwelling with a secondary suite located in the Basement ($622,750) with an open parking pad, providing a total of 1 parking space, having vehicular access from the 20' Lane. 1. Covenant registered at the Land Title Office under CA9112688 2. No Strata Titling permitted 3. A/C proposed – Exterior component located in the Rear Yard, Interior component located on the Upper Floor plan. 4. Schedule B: (ALAN PRAHALAD) P.Eng (604.831-1431) Structural 5. Schedule B: (PAULLUS K.F YOUNG) P.Eng (604-841-7748) Geotechnical 6. HPO: Residential Builder- (Alves Construction Ltd) Note: This is a 2 storey building pursuant to the Zoning and Development By-Law Address Information: Principal Dwelling: #1-2690 William St – (One Family Dwelling -1st & 2nd floor, west portion of basement) Secondary Suite: #2-2690 William St (east portion of basement) Laneway home: #3-2690 William St Address and suite numbers assigned as per approved plans for Fire and Emergency response. The address number is to be posted to the building to be visible from the street and the suite numbers are to be posted at the suite entries in accordance with the Building By-law prior to final inspection. *LANEWAY HOUSE* Note: See DB-2021-01315 **THIS PERMIT HAS BEEN ISSUED UNDER THE REQUIREMENTS OF VBBL #12511 (2019) ** | JOT MECHANICAL LTD
GP-2022-02606 | 2022-08-31 | 2690 WILLIAM STREET, Vancouver, BC V5K 2Y5 | Gas Permit | Residential | New | Completed | Residential - Zero Clearance Gas Fireplace to New SFD Vent & Gas Hookup Only >BP: To construct a 2 storey one-family dwelling with a secondary suite located in the Basement ($622,750) with an open parking pad, providing a total of 1 parking space, having vehicular access from the 20' Lane. 1. Covenant registered at the Land Title Office under CA9112688 2. No Strata Titling permitted 3. A/C proposed – Exterior component located in the Rear Yard, Interior component located on the Upper Floor plan. 4. Schedule B: (ALAN PRAHALAD) P.Eng (604.831-1431) Structural 5. Schedule B: (PAULLUS K.F YOUNG) P.Eng (604-841-7748) Geotechnical 6. HPO: Residential Builder- (Alves Construction Ltd) Note: This is a 2 storey building pursuant to the Zoning and Development By-Law Address Information: Principal Dwelling: #1-2690 William St – (One Family Dwelling -1st & 2nd floor, west portion of basement) Secondary Suite: #2-2690 William St (east portion of basement) Laneway home: #3-2690 William St Address and suite numbers assigned as per approved plans for Fire and Emergency response. The address number is to be posted to the building to be visible from the street and the suite numbers are to be posted at the suite entries in accordance with the Building By-law prior to final inspection. *LANEWAY HOUSE* Note: See DB-2021-01315 **THIS PERMIT HAS BEEN ISSUED UNDER THE REQUIREMENTS OF VBBL #12511 (2019) ** | Encore Fireplaces Ltd
EP-2022-08524 | 2022-10-07 | 2690 WILLIAM STREET, Vancouver, BC V5K 2Y5 | Electrical Permit | Residential | New | Completed | Installation / Repair - Residential - Alarm/Tel/TV/Data/CCTV rough in and complete security alarm system >BP: To construct a 2 storey one-family dwelling with a secondary suite located in the Basement ($622,750) with an open parking pad, providing a total of 1 parking space, having vehicular access from the 20' Lane. 1. Covenant registered at the Land Title Office under CA9112688 2. No Strata Titling permitted 3. A/C proposed – Exterior component located in the Rear Yard, Interior component located on the Upper Floor plan. 4. Schedule B: (ALAN PRAHALAD) P.Eng (604.831-1431) Structural 5. Schedule B: (PAULLUS K.F YOUNG) P.Eng (604-841-7748) Geotechnical 6. HPO: Residential Builder- (Alves Construction Ltd) | Summit Digital Systems Ltd
GP-2023-00961 | 2023-03-20 | 2754 WILLIAM STREET, Vancouver, BC V5K 2Y8 | Gas Permit | Residential | Renovation | Completed | Residential - Install one natural gas fireplace insert | Vancouver Gas Fireplaces Ltd
PP-2023-03046 | 2023-08-29 | 333 WETHERSFIELD DRIVE, Vancouver, BC V5X 4M9 | Plumbing Permit | Commercial | New | Completed | Commercial - Install a 3" Watts DCVA backflow | Artisan Plumbing & Heating Ltd
EP-2023-02473 | 2023-03-23 | 900 W GEORGIA STREET, Vancouver, BC | Electrical Permit | Commercial | NULL | Issued | Annual / Operating - Annual Operating Permit -renewal of: EP-2022-02865 -valid: April 7th, 2023 - April 6, 2024 | Sasco Contractors Ltd
EP-2023-03358 | 2023-06-07 | 900 W GEORGIA STREET, Vancouver, BC | Electrical Permit | Commercial | Renovation | Completed | Installation / Repair - Commercial - Install security alarm and camera system. | Tri-Star Security Inc
EP-2023-03518 | 2023-04-25 | 900 W GEORGIA STREET, Vancouver, BC | Electrical Permit | Commercial | Renovation | Completed | Installation / Repair - Commercial - Data/communications cabling - new WIFI and fibre in shipping area, retrofit existing fluorescent lights to LED (tubes and ballasts only). | Ampac Electric Ltd
NULL | NULL | 900 W GEORGIA STREET, Vancouver, BC | Electrical Permit | Commercial | Renovation | Draft | Installation / Repair - Commercial - Reconnection of a 480v AHU in Fan Room #8 Installation of 3 LED strip fixtures on a occupancy sensor. | NULL
EP-2022-04073 | 2022-05-18 | 900 W GEORGIA STREET, Vancouver, BC | Electrical Permit | Commercial | New | Completed | Installation / Repair - Commercial - EAS system installation | Sky Security Ltd
EP-2022-01953 | 2022-04-06 | 900 W GEORGIA STREET, Vancouver, BC | Electrical Permit | Commercial | New | Completed | Installation / Repair - Commercial - Low voltage wire -Gucci is locate on the main floor, Low voltage cabling cat6 plenum for cctv cameras >BP: Exterior and interior alterations to provide tenant improvements to this heritage building, units suits #4 and #5, thereby creating one large retail space for the existing tenant (Gucci), and to add 783.00 sf of floor area to the existing mezzanine level in unit #5, in this existing commercial building. Structural upgrades have not been satisfied for this TI. Applicant is completing this upgrade to the entire building as part of another project. Letter attached in Application Documents. See Evr Hilderbrandt for more information. | LIN TIAN DBA: NORTH AMERICAN SMART GROUP
EP-2022-02350 | 2022-03-31 | 900 W GEORGIA STREET, Vancouver, BC | Electrical Permit | Commercial | Tenant Improvement | Completed | Installation / Repair - Commercial - Roughing in cabling for the alarm system, followed by a finish. >BP: Exterior and interior alterations to provide tenant improvements to this heritage building, units suits #4 and #5, thereby creating one large retail space for the existing tenant (Gucci), and to add 783.00 sf of floor area to the existing mezzanine level in unit #5, in this existing commercial building. Structural upgrades have not been satisfied for this TI. Applicant is completing this upgrade to the entire building as part of another project. Letter attached in Application Documents. See Evr Hilderbrandt for more information. | Installteam Electronic Contractors Inc
EP-2022-02865 | 2022-04-12 | 900 W GEORGIA STREET, Vancouver, BC | Electrical Permit | Commercial | NULL | Expired | Annual / Operating - Annual Operating Permit -renewal of: EP-2021-02549 -valid: April 7th, 2022 - April 6, 2023 | Sasco Contractors Ltd
EP-2022-00077 | 2022-08-24 | 900 W GEORGIA STREET, Vancouver, BC | Electrical Permit | Commercial | Renovation | Completed | Installation / Repair - Commercial - We are going to replace two annunciators and assist the FA Panel Mnfg to do the complete verification of the FA panel in conformance with CAN/ULC-S561. This fire alarm system upgrade is limited only to the replacement of existing annunciators without altering the existing wiring or outlet boxes. This job is a Voluntary upgrade of the existing fire alarm system as per Bulletin 2018-004-BU/EL Option 1 - C. | Sasco Contractors Ltd
EP-2022-00186 | 2022-01-13 | 900 W GEORGIA STREET, Vancouver, BC | Electrical Permit | Commercial | Tenant Improvement | Completed | Installation / Repair - Commercial - Add data cables for point of sale Exterior and interior alterations to provide tenant improvements to this heritage building, units suits #4 and #5, thereby creating one large retail space for the existing tenant (Gucci), and to add 783.00 sf of floor area to the existing mezzanine level in unit #5, in this existing commercial building. | Ampac Electric Ltd
SP-2022-00190 | 2022-05-27 | 900 W GEORGIA STREET, Vancouver, BC | Sprinkler Permit | Commercial | Renovation | Completed | Commercial - This permit is for the replacement of the recalled Omega sprinkler heads and any sprinkler that have been damaged or painted and to be replaced with the same equivalent sprinkler with matching characteristics | Levitt Safety Limited
EP-2022-00984 | 2022-03-08 | 900 W GEORGIA STREET, Vancouver, BC | Electrical Permit | Commercial | Tenant Improvement | Completed | Installation / Repair - Commercial - Connect Signage sign permit has been applied for by Signarama Burnaby SI-2018-00403 (completed) | Ampac Electric Ltd
GP-2022-01958 | 2022-06-29 | 4660 W 9TH AVENUE, Vancouver, BC V6R 2E4 | Gas Permit | Residential | Renovation | Completed | Residential - removal and replacement of high efficiency boiler | Pioneer Plumbing & Heating Inc
EP-2023-03402 | NULL | 4681 W 9TH AVENUE, Vancouver, BC V6R 2E3 | Electrical Permit | Residential | Renovation | Application Incomplete | Installation / Repair - Residential - we are installing new electrical pane by replacing old one. it will be same day connect and disconnect. | Pentagon Electrical Ltd
GP-2023-01200 | 2023-04-12 | 4681 W 9TH AVENUE, Vancouver, BC V6R 2E3 | Gas Permit | Residential | Renovation | Completed | Residential - Re&re boiler | Milani Plumbing Heating & Air Conditioning Ltd
PP-2023-02381 | 2023-07-06 | 4690 W 9TH AVENUE, Vancouver, BC V6R 2E4 | Plumbing Permit | Residential | New | Completed | Residential - Install 3/4" backflow prevention device >Amend: August 1st: Incorrect address - please update to 4690 W 9th Ave -added building permit # and address in specifics | M&M Industries Ltd
PP-2022-02171 | 2022-06-21 | 4690 W 9TH AVENUE, Vancouver, BC V6R 2E4 | Plumbing Permit | Residential | New | Completed | Residential - Drainage and waterlines on three floors >To construct a 2 storey one-family dwelling with a secondary suite located in the Basement/Cellar ($663,852.50) with a detached accessory building (garage), at the rear providing 2 parking spaces, having vehicular access from the lane. 1. Covenant registered at the Land Title Office under CA9664563 2. No Strata Titling permitted 3. A/C proposed – Exterior component located in rear, Interior component located in second floor 4. Schedule B: (A.C.M Wang) P.Eng (604.618.6236) Structural & Geotechnical 5. HPO: Residential Builder- C-Val Ltd Note: This is a 2 storey building pursuant to the Zoning and Development By-Law Address Information: Principle Dwelling: #1-4690 W 9th Av Secondary Suite: #2-4690 W 9th Av Address and suite numbers assigned as per approved plans for Fire and Emergency response. The address number is to be posted to the building to be visible from the street and the suite numbers are to be posted at the suite entries in accordance with the Building By-law prior to final inspection. **THIS PERMIT HAS BEEN ISSUED UNDER THE REQUIREMENTS OF VBBL #12511 (2019) ** | Aquaman Plumbing And Heating Ltd
EP-2022-05452 | 2022-06-27 | 4690 W 9TH AVENUE, Vancouver, BC V6R 2E4 | Electrical Permit | Residential | New | Completed | Installation / Repair - Residential - Wiring for new single family home with Legal Suite >BP: To construct a 2 storey one-family dwelling with a secondary suite located in the Basement/Cellar ($663,852.50) with a detached accessory building (garage), at the rear providing 2 parking spaces, having vehicular access from the lane. 1. Covenant registered at the Land Title Office under CA9664563 2. No Strata Titling permitted 3. A/C proposed – Exterior component located in rear, Interior component located in second floor 4. Schedule B: (A.C.M Wang) P.Eng (604.618.6236) Structural & Geotechnical 5. HPO: Residential Builder- C-Val Ltd Note: This is a 2 storey building pursuant to the Zoning and Development By-Law Address Information: Principle Dwelling: #1-4690 W 9th Av Secondary Suite: #2-4690 W 9th Av Address and suite numbers assigned as per approved plans for Fire and Emergency response. The address number is to be posted to the building to be visible from the street and the suite numbers are to be posted at the suite entries in accordance with the Building By-law prior to final inspection. **THIS PERMIT HAS BEEN ISSUED UNDER THE REQUIREMENTS OF VBBL #12511 (2019) ** Amend: Feb 23, 2023 amend permit to add Service to have 2 Meters. 1 for 4690 W 9 #1 Main House and 4690 W 9th # 2 Suite | Torro Electric Ltd
SP-2022-01492 | 2022-09-15 | 4690 W 9TH AVENUE, Vancouver, BC V6R 2E4 | Sprinkler Permit | Residential | New | Completed | Residential - install new fire sprinkler system for: >BP: To construct a 2 storey one-family dwelling with a secondary suite located in the Basement/Cellar ($663,852.50) with a detached accessory building (garage), at the rear providing 2 parking spaces, having vehicular access from the lane. **The entire building, INCLUDING THE ATTACHED GARAGE (if applicable), to be sprinklered to NFPA 13D** 1. Covenant registered at the Land Title Office under CA9664563 2. No Strata Titling permitted 3. A/C proposed – Exterior component located in rear, Interior component located in second floor 4. Schedule B: (A.C.M Wang) P.Eng (604.618.6236) Structural & Geotechnical 5. HPO: Residential Builder- C-Val Ltd | CENTRE LINE FIRE SPRINKLERS LTD
EP-2022-09343 | 2022-11-04 | 4690 W 9TH AVENUE, Vancouver, BC V6R 2E4 | Electrical Permit | Residential | New | Completed | Installation / Repair - Residential - Low Voltage security alarm, tel/data/cable, CCTV, Intercom. >BP: To construct a 2 storey one-family dwelling with a secondary suite located in the Basement/Cellar ($663,852.50) with a detached accessory building (garage), at the rear providing 2 parking spaces, having vehicular access from the lane. 1. Covenant registered at the Land Title Office under CA9664563 2. No Strata Titling permitted 3. A/C proposed – Exterior component located in rear, Interior component located in second floor 4. Schedule B: (A.C.M Wang) P.Eng (604.618.6236) Structural & Geotechnical 5. HPO: Residential Builder- C-Val Ltd Note: This is a 2 storey building pursuant to the Zoning and Development By-Law **THIS PERMIT HAS BEEN ISSUED UNDER THE REQUIREMENTS OF VBBL #12511 (2019) ** | Orca Automation Corp
GP-2022-03794 | 2022-11-30 | 4690 W 9TH AVENUE, Vancouver, BC V6R 2E4 | Gas Permit | Residential | New | Completed | Residential - Gas pipe and vent >BP: To construct a 2 storey one-family dwelling with a secondary suite located in the Basement/Cellar ($663,852.50) with a detached accessory building (garage), at the rear providing 2 parking spaces, having vehicular access from the lane. 1. Covenant registered at the Land Title Office under CA9664563 2. No Strata Titling permitted 3. A/C proposed – Exterior component located in rear, Interior component located in second floor 4. Schedule B: (A.C.M Wang) P.Eng (604.618.6236) Structural & Geotechnical 5. HPO: Residential Builder- C-Val Ltd **THIS PERMIT HAS BEEN ISSUED UNDER THE REQUIREMENTS OF VBBL #12511 (2019) ** | Aquaman Plumbing And Heating Ltd
EP-2023-00158 | 2023-01-09 | 4690 W 9TH AVENUE, Vancouver, BC V6R 2E4 | Electrical Permit | Residential | New | Expired | Temporary Power - Residential - To provide temporary power.. Expired EP-2021-09183 Valid December 11th, 2022 until Dec 10th, 2023 | FC Electric Inc
PP-2022-00947 | 2022-04-06 | 4690 W 9TH AVENUE, Vancouver, BC V6R 2E4 | Plumbing Permit | Residential | New | Completed | Residential - 1FD+SS - #1 & #2 - Sump To construct a 2 storey one-family dwelling with a secondary suite located in the Basement/Cellar with a detached accessory building (garage), at the rear providing 2 parking spaces, having vehicular access from the lane. 1. Covenant registered at the Land Title Office under CA9664563 2. No Strata Titling permitted 3. A/C proposed – Exterior component located in rear, Interior component located in second floor | BESTWAY EXCAVATING & DEMOLITION 2008 LTD
PP-2023-00172 | 2023-01-19 | 75 W BROADWAY, Vancouver, BC V5Y 1P1 | Plumbing Permit | Commercial | Tenant Improvement | Completed | Commercial - Roughing in - double sink - vanity sink - automatic washer >BP: #102-75 W Broadway Interior alterations and a change of use from retail to barber shop at this existing commercial building on this site. Scope of work includes new partitions, plumbing, flooring and lighting. | BLACK TUSK PLUMBING AND HEATING
EP-2022-10681 | 2023-01-05 | 75 W BROADWAY, Vancouver, BC V5Y 1P1 | Electrical Permit | Commercial | Tenant Improvement | Completed | Installation / Repair - Commercial - new Barber shop -There is only 16 2/4 led panels, getting install for interior lighting. Outside lights are fed by base building house panel. >BP: Interior alterations and a change of use from retail to barber shop at this existing commercial building on this site. Scope of work includes new partitions, plumbing, flooring and lighting. Energy upgrade : E2 -Lighting - Upgrade to Local Control (per 9.4.1.1.(a) of ASHRAE 90.1-2016) Ok for field review as per Kirat Kang - September 28, 2022 | Econ Energy Group Ltd
EP-2022-10076 | 2022-12-01 | 3805 W BROADWAY, Vancouver, BC V6R 2C2 | Electrical Permit | Residential | New | Issued | Installation / Repair - Residential - New construction house need all new electrical work 2 STOREY 1FD + SS + 3-CAR GARAGE To construct a 2 storey one-family dwelling with a secondary suite located in the Basement ($1,008,750.00) with a detached accessory building (garage) ($10,000), at the rear providing 3 parking spaces, having vehicular access from the lane. ***This Building Permit will remain in a suspended status until the associated (green) Demolition Permit BP-2020-03045 is completed.*** 1. Covenant to be registered at the Land Title Office prior to Sheathing Inspection 2. No Strata Titling permitted 3. A/C Unit proposed in Rear Yard 4. Bar sink located in Basement 5. Schedule B: (Ahiguo Zhang) P.Eng (604.319.9998) Structural 6. Schedule B: (Heqing Jian) P.Eng (778.987.7461) Geotechnical 7. BC Housing (Prosperous Square Developments Ltd.) | Friend Electrical Ltd
NULL | NULL | 3805 W BROADWAY, Vancouver, BC V6R 2C2 | Electrical Permit | Residential | New | Withdrawn | Installation / Repair - Residential - Security, camera, audio, tel/net/tv, vacuum | SAI Electronics Corporation
EP-2022-09974 | 2022-11-25 | 3805 W BROADWAY, Vancouver, BC V6R 2C2 | Electrical Permit | Residential | New | Issued | Installation / Repair - Residential - security, camera, tel/tv/net, vacuum. audio >BP: To construct a 2 storey one-family dwelling with a secondary suite located in the Basement ($1,008,750.00) with a detached accessory building (garage) ($10,000), at the rear providing 3 parking spaces, having vehicular access from the lane. ***This Building Permit will remain in a suspended status until the associated (green) Demolition Permit BP-2020-03045 is completed.*** 1. Covenant to be registered at the Land Title Office prior to Sheathing Inspection 2. No Strata Titling permitted 3. A/C Unit proposed in Rear Yard 4. Bar sink located in Basement 5. Schedule B: (Ahiguo Zhang) P.Eng (604.319.9998) Structural 6. Schedule B: (Heqing Jian) P.Eng (778.987.7461) Geotechnical 7. BC Housing (Prosperous Square Developments Ltd.) This is a 2 storey building pursuant to the Zoning and Development By-Law ******THIS PERMIT HAS BEEN ISSUED UNDER THE REQUIREMENTS OF VBBL 2019.****** "Combustible projections or roof soffits on an exposing building face shall not project to less than .45m from the property line and shall be in compliance with VBBL 2019 9.10.15.5.(9) The entire building, INCLUDING THE ATTACHED GARAGE (if applicable), to be sprinklered to NFPA 13D. Any alterations or conversions to the attached garage (if applicable) to habitable living space shall not be permitted without first obtaining the approval of the Director of Planning and the Chief Building Official. | SAI Electronics Corporation
NULL | NULL | 3805 W BROADWAY, Vancouver, BC V6R 2C2 | Electrical Permit | Residential | New | Withdrawn | Installation / Repair - Residential - security, cameras, te/tv/net, audio, vacuum | SAI Electronics Corporation
NULL | NULL | 3805 W BROADWAY, Vancouver, BC V6R 2C2 | Electrical Permit | Residential | New | Withdrawn | Installation / Repair - Residential - security, camera, tel/net/tv, audio, vacuum | SAI Electronics Corporation
NULL | NULL | 3805 W BROADWAY, Vancouver, BC V6R 2C2 | Electrical Permit | Residential | New | Withdrawn | Installation / Repair - Residential - security, cameras, tel/tv/net, audio | SAI Electronics Corporation
EP-2023-02598 | 2023-03-27 | 3805 W BROADWAY, Vancouver, BC V6R 2C2 | Electrical Permit | Residential | New | Issued | Temporary Power - Residential - To provide temporary power. Renewal of EP-2022-02189 Valid: Mar 18, 2023 to Mar 17, 2024 | Friend Electrical Ltd
GP-2023-00689 | 2023-02-28 | 3805 W BROADWAY, Vancouver, BC V6R 2C2 | Gas Permit | Residential | New | Issued | Residential - 1 Range, 1 Boiler & 1 BBQ Installation of Gas appliances >BP: 2 STOREY 1FD + SS + 3-CAR GARAGE To construct a 2 storey one-family dwelling with a secondary suite located in the Basement ($1,008,750.00) with a detached accessory building (garage) ($10,000), at the rear providing 3 parking spaces, having vehicular access from the lane. | Century Twenty One Gas & Heating Co. Ltd
NULL | NULL | 3805 W BROADWAY, Vancouver, BC V6R 2C2 | Gas Permit | Residential | New | Draft | Residential - 1 BOILER , 1 RANGE , 1BBQ CONNECTION | Crest Mechanical Corp
EP-2022-02189 | 2022-03-18 | 3805 W BROADWAY, Vancouver, BC V6R 2C2 | Electrical Permit | Residential | New | Expired | Temporary Power - Residential - To provide temporary power. | Friend Electrical Ltd
SP-2022-00832 | 2022-05-25 | 3805 W BROADWAY, Vancouver, BC V6R 2C2 | Sprinkler Permit | Residential | New | Issued | Residential - new single house 2 STOREY 1FD + SS + 3-CAR GARAGE To construct a 2 storey one-family dwelling with a secondary suite located in the Basement with a detached accessory building (garage) , at the rear providing 3 parking spaces, having vehicular access from the lane. ***This Building Permit will remain in a suspended status until the associated (green) Demolition Permit BP-2020-03045 is completed.*** 1. Covenant to be registered at the Land Title Office prior to Sheathing Inspection 2. No Strata Titling permitted 3. A/C Unit proposed in Rear Yard 4. Bar sink located in Basement 5. Schedule B: (Ahiguo Zhang) P.Eng (604.319.9998) Structural 6. Schedule B: (Heqing Jian) P.Eng (778.987.7461) Geotechnical 7. BC Housing (Prosperous Square Developments Ltd.) | Yu Fire Protection Inc.
PP-2022-00442 | 2022-02-09 | 3805 W BROADWAY, Vancouver, BC V6R 2C2 | Plumbing Permit | Residential | New | Issued | Residential - 1FD+SS- New plumbing and radiant heating To construct a 2 storey one-family dwelling with a secondary suite located in the Basement with a detached accessory building (garage), at the rear providing 3 parking spaces, having vehicular access from the lane. 1. Covenant to be registered at the Land Title Office prior to Sheathing Inspection 2. No Strata Titling permitted 3. A/C Unit proposed in Rear Yard 4. Bar sink located in Basement | Finest Plumbing & Heating Ltd
EP-2024-00340 | NULL | 2545 W BROADWAY, Vancouver, BC V6K 2E9 | Electrical Permit | Commercial | New | Application Incomplete | Installation / Repair - Commercial - EV Infrastructure for roughly 73 stalls in a Multi unit condo's parkade area. | Edwards Electric (2003) Ltd
PP-2023-01215 | 2023-04-14 | 2608 W BROADWAY, Vancouver, BC V6K 2G3 | Plumbing Permit | Commercial | Renovation | Issued | Commercial - above slab rough in and finishing drainage above slab water service rough in and finishing install plumbing fixtures | Kelowna Evolution Mechanical Ltd
EP-2023-03169 | 2023-04-13 | 2608 W BROADWAY, Vancouver, BC V6K 2G3 | Electrical Permit | Commercial | Tenant Improvement | Completed | Installation / Repair - Commercial - Interior tenant improvement of an empty building to fit out to a Kentucky fried Chicken restaurant. >BP: Exterior and interior alterations to combine both retail units into a single retail suite for a new retail food tenant (KFC) in this single story commercial building. Scope of work includes installing new cooking equipment and their ventilation system, including 4 new roof top units. Note: 1- Class-1 Cooking operation 2- Exterior alterations for four (4) roof top units accepted by Hamed Ghasemi, May 31, 2021 3- Permit was issued during 2021 pandemic. Revision-1 December 24, 2021 1. To modify floor layout and removing a washroom 2. Install structural reinforcement to support RTUs on top of the roof. Revision 2 To replace site copy of the drawings Revision 3 Replacing: 1. The entire roof 2. Exterior wall facing the streets 3. Entire floor slab 4. Multiple interior doors | COOPER ELECTRICAL CONTRACTING LTD
PP-2023-01694 | NULL | 2608 W BROADWAY, Vancouver, BC V6K 2G3 | Plumbing Permit | Commercial | Renovation | Withdrawn | Commercial - Installation of perimeter draintile sump inside if biuldiing. >BP: Exterior and interior alterations to combine both retail units into a single retail suite for a new retail food tenant (KFC) in this single story commercial building. Scope of work includes installing new cooking equipment and their ventilation system, including 4 new roof top units. | Quality Draintile Ltd
NULL | NULL | 2608 W BROADWAY, Vancouver, BC V6K 2G3 | Plumbing Permit | Commercial | Renovation | Draft | Commercial - Installation of draintile sump inside of building | Quality Draintile Ltd
PP-2023-01878 | 2023-06-09 | 2608 W BROADWAY, Vancouver, BC V6K 2G3 | Plumbing Permit | Commercial | Renovation | Issued | Commercial - Installation of a perimeter draintile sump >BP: Exterior and interior alterations to combine both retail units into a single retail suite for a new retail food tenant (KFC) in this single story commercial building. Scope of work includes installing new cooking equipment and their ventilation system, including 4 new roof top units. Note: 1- Class-1 Cooking operation 2- Exterior alterations for four (4) roof top units accepted by Hamed Ghasemi, May 31, 2021 | Quality Draintile Ltd
EP-2023-00245 | 2023-02-02 | 2665 W BROADWAY, Vancouver, BC V6K 2G2 | Electrical Permit | Commercial | NULL | Expired | Annual / Operating - Maintenance of existing operating electrical equipment - EV Charging EVSE EVEMS. -Renewal for: EP-2021-09167 -Valid: Dec. 11, 2022 - Dec. 10, 2023 | 0968458 BC Ltd DBA Relight Solutions
PP-2022-00548 | 2022-02-16 | 1133 W HASTINGS STREET, Vancouver, BC V6E 3T3 | Plumbing Permit | Commercial | Addition | Completed | Commercial - Backflow Device Installation | MLM National Plumbing Com Inc
SP-2022-01979 | 2022-11-28 | 1133 W HASTINGS STREET, Vancouver, BC V6E 3T3 | Sprinkler Permit | Commercial | Renovation | Completed | Commercial - add 4 new sprinklers >BP: Including Letter of Operation, interior alterations and change of a portion of the ground floor subsidiary occupancy from restaurant (Group A, Division 2 Occupancy) to a temporary Presentation Center - Similar to Office (Group D Occupancy) and provide improvements at this existing commercial building on this site. *****This application does not include any of the following: 1. Not more than 20 sprinklers (add, relocate, or remove), 2. hydraulic calculations, 3. change in occupancy and /or hazard classification, 4. warehouse storage arrangements, 5. mobile compact storage arrangements, 6. alternative solutions, 7. changes to the sprinkler system supply piping (e.g. valves, mains, cross-mains, branch-lines, etc.), or 8. flexible sprinkler pipe. | Titan Fire Protection Ltd
EP-2022-09541 | 2022-11-09 | 1133 W HASTINGS STREET, Vancouver, BC V6E 3T3 | Electrical Permit | Commercial | Renovation | Completed | Installation / Repair - Commercial - Presentation Sales Centre w/ display units >BP: Including Letter of Operation, interior alterations and change of a portion of the ground floor subsidiary occupancy from restaurant (Group A, Division 2 Occupancy) to a temporary Presentation Center - Similar to Office (Group D Occupancy) and provide improvements at this existing commercial building on this site. | Alpine Electric Ltd
NULL | NULL | 1177 W HASTINGS STREET, Vancouver, BC V6E 2K3 | Electrical Permit | Commercial | NULL | Withdrawn | Annual / Operating - Annual operating permit. Lighting replacement, plug re/re's. General maintenance. | Whitley Electric Ltd
SP-2022-02070 | 2022-12-16 | 1177 W HASTINGS STREET, Vancouver, BC V6E 2K3 | Sprinkler Permit | Commercial | Renovation | Completed | Commercial - One relocated sprinkler head >BP: #517 - 5th floor Interior alterations to provide improvements to this existing office tenant on the 5th floor (#517) of this existing commercial building on this site. Scope of Work: remove and construct to relocate interior walls and doors. Plumbing, electrical and sprinkler to suit. REVISION #1: change the glazing wall of the kitchen and storage to a metal stud partition, the sink and cabinet to remain at its original location and the door to the kitchen and storage is no longer required as this has become an opening. Aug 8, 2022 mlh Structural Schedule B submitted by Shi, Li Qing, P.Eng., ph: 778-772-7508 Sprinkler permit required per DBI. Energy Upgrade: To select upgrade to E2 and to update on plan Note: Energy checklist is currently no longer required with your Building Permit (BP) application. Some supporting documents are still required at BP stage, specifically Envelope and HVAC, if applicable. Service Water Heating and Lighting supporting documents, if applicable, must be submitted with your related trades permits (e.g. electrical and plumbing). All energy upgrades will be checked during inspections stage. It is the applicant’s responsibility to identify and note all required upgrades including energy upgrades on their BP drawings at BP stage. >>*****This application does not include any of the following: 1. Not more than 20 sprinklers (add, relocate, or remove), 2. hydraulic calculations, 3. change in occupancy and /or hazard classification, 4. warehouse storage arrangements, 5. mobile compact storage arrangements, 6. alternative solutions, 7. changes to the sprinkler system supply piping (e.g. valves, mains, cross-mains, branch-lines, etc.), or 8. flexible sprinkler pipe. | BC FIRE SPRINKLERS--Gordon Knight
EP-2023-00515 | 2023-01-24 | 1177 W HASTINGS STREET, Vancouver, BC V6E 2K3 | Electrical Permit | Commercial | Tenant Improvement | Completed | Installation / Repair - Commercial - Rework power and data for tenant improvements >BP: #388 - 3rd floor (full floor tenant) Interior alterations to provide tenant improvements to an existing full floor office tenant on the 3rd floor (#388) in this existing commercial building. Scope of work: remove select partition walls, doors, glazing and construct partition walls for new storage room and accessible washroom, finishes, new power and data, electrical and plumbing work. REVISION #1 - Jan 5/22 mk - Layout changes TENANT: BFL Canada Risk and Insurance Services Inc. E2 - Lighting - Upgrade to Local Control (per 9.4.1.1(a) of ASHRAE 90.1-2016) | BC Electrical Services Ltd
EP-2023-00215 | 2023-01-11 | 1177 W HASTINGS STREET, Vancouver, BC V6E 2K3 | Electrical Permit | Commercial | NULL | Expired | Annual / Operating - Maintenance of existing operating electrical equipment. Note: The Class B field safety representative named on this annual permit is only responsible for the equipment that is connected to the secondary side (750 V or less) of the transformer. To perform regular maintenance on the high voltage equipment, the owner must obtain services of a licensed electrical contractor who has a Class A certified FSR named on the licence under a permit, or other persons authorized under the Safety Standards Act. | Whitley Electric Ltd
SP-2022-01412 | 2022-09-02 | 1177 W HASTINGS STREET, Vancouver, BC V6E 2K3 | Sprinkler Permit | Commercial | Renovation | Completed | Commercial - install 2 drop sprinkler heads >Interior alterations to provide tenant improvements and to expand the existing office tenant in #1816 into #1818 (retaining #1816) in this existing commercial building on this site. Scope of work: Remove a portion of the demising wall and combine #1816 and #1818, demolish/construct partition walls, glazing partition, remove existing flooring, doors, new carpet, repaint walls, new lighting fixtures, electrical and sprinkler work to suit. REVISION #1: interior layout changes and increase in project value from $20,000.00 to $35,000.00. Aug 30, 2022 mlh OK for Field Review per A. Wroblewski; May 30, 2022 Building Sprinklered – Separate sprinkler permit required for proposed sprinkler work. E2 - Lighting - Upgrade to incorporate Automatic Partial OFF (per 9.4.1.1.(g) of ASHRAE 90.1-2016) Energy checklist is currently no longer required with your Building Permit (BP) application. Some supporting documents are still required at BP stage, specifically Envelope and HVAC, if applicable. Service Water Heating and Lighting supporting documents, if applicable, must be submitted with your related trades permits (e.g. electrical and plumbing). All energy upgrades will be checked during inspections stage. It is the applicant’s responsibility to identify and note all required upgrades including energy upgrades on their BP drawings at BP stage. *****This application does not include any of the following: 1. Not more than 20 sprinklers (add, relocate, or remove), 2. hydraulic calculations, 3. change in occupancy and /or hazard classification, 4. warehouse storage arrangements, 5. mobile compact storage arrangements, 6. alternative solutions, 7. changes to the sprinkler system supply piping (e.g. valves, mains, cross-mains, branch-lines, etc.), or 8. flexible sprinkler pipe | Gisborne Industrial Construction Ltd
EP-2022-06447 | 2022-08-11 | 1177 W HASTINGS STREET, Vancouver, BC V6E 2K3 | Electrical Permit | Commercial | Tenant Improvement | Completed | Installation / Repair - Commercial - Removal of electrical devices in walls to be demo'd. >BP: #1816 - 18th Floor Interior alterations to provide tenant improvements and to expand the existing office tenant in #1816 into #1818 (retaining #1816) in this existing commercial building on this site. Scope of work: Remove a portion of the demising wall and combine unit #1816 and #1818, demolish/construct partition walls, glazing partition, remove existing flooring, doors, new carpet, repaint walls, new lighting fixtures, electrical and sprinkler work to suit. Amend: Sept 6, 2022 additional receptacles and data to be included. (6) slim fit potlights to be added into dropped ceiling. | Whitley Electric Ltd
EP-2023-06258 | 2023-07-13 | 1177 W HASTINGS STREET, Vancouver, BC V6E 2K3 | Electrical Permit | Commercial | Tenant Improvement | Completed | Installation / Repair - Commercial - Tenant improvements. Power, data, lighting, emergency lighting, door controls >Permit Amendment Nov 15, 2023 "1-additional fire alarm pull station. 8- additional fire alarm bells" *Document(s) uploaded to "Application Documents" tab for Electrical Inspector review. Documents are at pending status at time of permit amendment approval -Electrical contractor to request an electrical inspection online for the District Electrical Inspector to review document(s) -Include "Documents only. No onsite inspection required for document review" in the requestor comments -Electrical Inspection Requests: https://plposweb.vancouver.ca/Public/Login.aspx >Permit Amendment Nov 09, 2023 "1-additional fire alarm pull station. 8- additional fire alarm bells" *Document(s) uploaded to "Application Documents" tab for Electrical Inspector review. Documents are at pending status at time of permit amendment approval >BP: Interior alterations to provide improvements for this new full floor office tenant on the 2nd floor (#200) of this existing commercial building. Scope of work: remove all partition, doors, ceiling, flooring, finishes and install new partitions, & doors for new layout including expanding the lunchroom. HVAC, electrical, mechanical, sprinklers to suit. Existing plumbing locations to remain as is. REVISION #1: existing curved wall on east side of the building core to be removed to meet accessible requirements. May 29, 2023 mlh Letters of Assurance submitted: - Schedule A by Edwin Wong, Architect, AIBC. ph#604.312.4889 - Architectural Schedule B by Edwin Wong, Architect, AIBC. ph#604.312.4889. - Electrical Schedule B by S.S.Dhaliwal, P.Eng. ph#604.609.0500. - Mechanical Schedule B by Kai Chen, P.Eng., LEED, AP. Ph#604.687.1800 | BC Electrical Services Ltd
NULL | NULL | 1177 W HASTINGS STREET, Vancouver, BC V6E 2K3 | Electrical Permit | Commercial | Renovation | Withdrawn | Installation / Repair - Commercial - draft | Whitley Electric Ltd
MP-2023-01305 | 2023-07-17 | 1177 W HASTINGS STREET, Vancouver, BC V6E 2K3 | Mechanical Permit | NULL | NULL | Completed | NULL | KERN BSG MANAGEMENT LTD
EP-2023-05741 | 2023-06-27 | 1177 W HASTINGS STREET, Vancouver, BC V6E 2K3 | Electrical Permit | Commercial | Tenant Improvement | Completed | Installation / Repair - Commercial - Removal of 1 plug in an existing wall. >BP: Interior alterations to this existing office tenant on the 17th floor (#1700) in this existing commercial building on this site. Scope of work: remove one partition wall and electrical work. * District Building Inspector to determine if a Special Sprinkler Permit is required. TENANT: DDL Game Ltd. OK for Office TI Energy checklist is currently no longer required with your Building Permit (BP) application. Some supporting documents are still required at BP stage, specifically Envelope and HVAC, if applicable. Service Water Heating and Lighting supporting documents, if applicable, must be submitted with your related trades permits (e.g. electrical and plumbing). | Whitley Electric Ltd
EP-2023-05838 | 2023-06-28 | 1177 W HASTINGS STREET, Vancouver, BC V6E 2K3 | Electrical Permit | Commercial | Tenant Improvement | Completed | Installation / Repair - Commercial - Install power and data for tenant improvement. >BP: Interior alterations to provide tenant improvements to the new tenant on the 19th floor (#1900) of this existing commercial use building. Scope of work: Demolish existing partitions, doors, frames, flooring, millwork. New kitchenette, new partitions, glazing and electrical work. TENANT: TSW Management Services Inc Building Sprinklered – Building inspector to determine on site if a separate sprinkler permit is required. Energy checklist is currently no longer required with your Building Permit (BP) application. Some supporting documents are still required at BP stage, specifically Envelope and HVAC, if applicable. Service Water Heating and Lighting supporting documents, if applicable, must be submitted with your related trades permits (e.g. electrical and plumbing). | BC Electrical Services Ltd
PP-2023-02328 | 2023-06-30 | 1177 W HASTINGS STREET, Vancouver, BC V6E 2K3 | Plumbing Permit | Commercial | Tenant Improvement | Completed | Commercial - Install water lines to water filter and coffee machine >BP: #1900 - 19th Floor Interior alterations to provide tenant improvements to the new tenant on the 19th floor (#1900) of this existing commercial use building. Scope of work: Demolish existing partitions, doors, frames, flooring, millwork. New kitchenette, new partitions, glazing and electrical work. | KERN BSG MANAGEMENT LTD
SP-2023-01371 | 2023-09-13 | 1177 W HASTINGS STREET, Vancouver, BC V6E 2K3 | Sprinkler Permit | Commercial | Tenant Improvement | Completed | Commercial - For sprinkler system alterations to the 2019 VBBL and NFPA 13, 2013 for the tenant improvements to provide interior alterations for this new full floor office tenant on the 2nd floor (#200) of this existing commercial building. Engineer of Record: Macleod Grant 604-687-1800 macleod.grant@introba.com | Priority Fire Systems Ltd
PP-2023-02565 | 2023-07-19 | 1177 W HASTINGS STREET, Vancouver, BC V6E 2K3 | Plumbing Permit | Commercial | Tenant Improvement | Completed | Commercial - SUITE #200 - 2ND FLOOR - Plumbing BP: #200 - 2nd floor Interior alterations to provide improvements for this new full floor office tenant on the 2nd floor (#200) of this existing commercial building. Scope of work: remove all partition, doors, ceiling, flooring, finishes and install new partitions, & doors for new layout including expanding the lunchroom. HVAC, electrical, mechanical, sprinklers to suit. Existing plumbing locations to remain as is. | KERN BSG MANAGEMENT LTD
SP-2023-01296 | 2023-07-19 | 1177 W HASTINGS STREET, Vancouver, BC V6E 2K3 | Sprinkler Permit | Commercial | Tenant Improvement | Completed | Commercial - Remove head because it is too close after wall removed >BP: #1700 - 17th floor Interior alterations to this existing office tenant on the 17th floor (#1700) in this existing commercial building on this site. Scope of work: remove one partition wall and electrical work. *****This application does not include any of the following: 1. Not more than 20 sprinklers (add, relocate, or remove), 2. hydraulic calculations, 3. change in occupancy and /or hazard classification, 4. warehouse storage arrangements, 5. mobile compact storage arrangements, 6. alternative solutions, 7. changes to the sprinkler system supply piping (e.g. valves, mains, cross-mains, branch-lines, etc.), or 8. flexible sprinkler pipe. | Gisborne Industrial Construction Ltd
SP-2023-00296 | 2023-02-22 | 1177 W HASTINGS STREET, Vancouver, BC V6E 2K3 | Sprinkler Permit | Commercial | Renovation | Completed | Commercial - Install one new sprinkler head and relocate one head >BP: Interior alterations to provide tenant improvements to an existing full floor office tenant on the 3rd floor (#388) in this existing commercial building. Scope of work: remove select partition walls, doors, glazing and construct partition walls for new storage room and accessible washroom, finishes, new power and data, electrical and plumbing work. REVISION #1 - Jan 5/22 mk - Layout changes *****This application does not include any of the following: 1. Not more than 20 sprinklers (add, relocate, or remove), 2. hydraulic calculations, 3. change in occupancy and /or hazard classification, 4. warehouse storage arrangements, 5. mobile compact storage arrangements, 6. alternative solutions, 7. changes to the sprinkler system supply piping (e.g. valves, mains, cross-mains, branch-lines, etc.), or 8. flexible sprinkler pipe | BC FIRE SPRINKLERS--Gordon Knight
PP-2023-00350 | 2023-02-02 | 1177 W HASTINGS STREET, Vancouver, BC V6E 2K3 | Plumbing Permit | Commercial | Tenant Improvement | Completed | Commercial - UNIT #388 - 3RD FLOOR - Demo and cap 1 toilet. - Toilet re&re - Sink re&re >BP: 388 - 3rd floor (full floor tenant) Interior alterations to provide tenant improvements to an existing full floor office tenant on the 3rd floor (#388) in this existing commercial building. Scope of work: remove select partition walls, doors, glazing and construct partition walls for new storage room and accessible washroom, finishes, new power and data, electrical and plumbing work. REVISION #1 - Jan 5/22 mk - Layout changes | KERN BSG MANAGEMENT LTD
EP-2024-00206 | 2024-01-09 | 1177 W HASTINGS STREET, Vancouver, BC V6E 2K3 | Electrical Permit | Commercial | NULL | Issued | Annual / Operating - ANNUAL/OPERATING PERMIT EXPIRED EP-2023-00215 Valid January 11th, 2024 Until January 10th, 2025 | Whitley Electric Ltd
PP-2023-04277 | 2024-01-26 | 1177 W HASTINGS STREET, Vancouver, BC V6E 2K3 | Plumbing Permit | Commercial | Tenant Improvement | Completed | Commercial - SUITE #200 - TI >BP: #200 - 2nd floor Interior alterations to provide improvements for this new full floor office tenant on the 2nd floor (#200) of this existing commercial building. Scope of work: remove all partition, doors, ceiling, flooring, finishes and install new partitions, & doors for new layout including expanding the lunchroom. HVAC, electrical, mechanical, sprinklers to suit. Existing plumbing locations to remain as is. | KERN BSG MANAGEMENT LTD
EP-2023-10476 | 2023-11-29 | 1177 W HASTINGS STREET, Vancouver, BC V6E 2K3 | Electrical Permit | Commercial | Tenant Improvement | Issued | Installation / Repair - Commercial - Removal of existing electrical, installation of (5) new receptacles, (1) furniture feed, (10) new cat5 ft6 cables. >BP: Interior alterations to provide improvements to this existing office tenant on the 20th floor (#2001) in this existing commercial building on this site. Scope of work: Remove and replace walls, floors and doors. New millwork/kitchen, electrical and plumbing work to suit. Building Sprinklered – Building inspector to determine on site if a separate sprinkler permit is required. Energy checklist is currently no longer required with your Building Permit (BP) application. Some supporting documents are still required at BP stage, specifically Envelope and HVAC, if applicable. Service Water Heating and Lighting supporting documents, if applicable, must be submitted with your related trades permits (e.g. electrical and plumbing). | Whitley Electric Ltd
SP-2023-02136 | 2023-11-24 | 1177 W HASTINGS STREET, Vancouver, BC V6E 2K3 | Sprinkler Permit | Commercial | Tenant Improvement | Issued | Commercial - SUITE #2001 - 20TH FLOOR - new Sprinkler heads by new room >BP: #2001 - 20th Floor Interior alterations to provide improvements to this existing office tenant on the 20th floor (#2001) in this existing commercial building on this site. Scope of work: Remove and replace walls, floors and doors. New millwork/kitchen, electrical and plumbing work to suit. *****This application does not include any of the following: 1. Not more than 20 sprinklers (add, relocate, or remove), 2. hydraulic calculations, 3. change in occupancy and /or hazard classification, 4. warehouse storage arrangements, 5. mobile compact storage arrangements, 6. alternative solutions, 7. changes to the sprinkler system supply piping (e.g. valves, mains, cross-mains, branch-lines, etc.), or 8. flexible sprinkler pipe. | Spectrum Fire Protection Ltd
EP-2023-07631 | 2023-08-24 | 1177 W HASTINGS STREET, Vancouver, BC V6E 2K3 | Electrical Permit | Commercial | Renovation | Completed | Installation / Repair - Commercial - Relocation of the Access Panels >BP: #200 - 2nd floor Interior alterations to provide improvements for this new full floor office tenant on the 2nd floor (#200) of this existing commercial building. Scope of work: remove all partition, doors, ceiling, flooring, finishes and install new partitions, & doors for new layout including expanding the lunchroom. HVAC, electrical, mechanical, sprinklers to suit. Existing plumbing locations to remain as is. REVISION #1: existing curved wall on east side of the building core to be removed to meet accessible requirements. May 29, 2023 mlh | Fusion Security Inc
SP-2023-02103 | 2023-11-17 | 1177 W HASTINGS STREET, Vancouver, BC V6E 2K3 | Sprinkler Permit | Commercial | Renovation | Cancelled | Commercial - Two sprinkers heads to be added >BP: #2001 - 20th Floor Interior alterations to provide improvements to this existing office tenant on the 20th floor (#2001) in this existing commercial building on this site. Scope of work: Remove and replace walls, floors and doors. New millwork/kitchen, electrical and plumbing work to suit. *****This application does not include any of the following: 1. Not more than 20 sprinklers (add, relocate, or remove), 2. hydraulic calculations, 3. change in occupancy and /or hazard classification, 4. warehouse storage arrangements, 5. mobile compact storage arrangements, 6. alternative solutions, 7. changes to the sprinkler system supply piping (e.g. valves, mains, cross-mains, branch-lines, etc.), or 8. flexible sprinkler pipe. Dec 6/23-AMEND To cancel and request refund less admin fee | BC FIRE SPRINKLERS--Gordon Knight
SP-2022-00250 | 2022-02-25 | 1177 W HASTINGS STREET, Vancouver, BC V6E 2K3 | Sprinkler Permit | Commercial | Tenant Improvement | Completed | Commercial - Relocate 5 X 5.6K HSW QR to suit new wall #1750 - 17th Floor Interior alterations to provide improvements for this existing office tenant on the 17th floor (#1750) of this existing commercial building. Scope of work: remove/construct partition walls, doors, glazing, millwork, finishes, lighting, electrical and sprinkler work. TENANT: S & P Pacific Consulting Ltd. *****This application does not include any of the following: 1. Not more than 20 sprinklers (add, relocate, or remove), 2. hydraulic calculations, 3. change in occupancy and /or hazard classification, 4. warehouse storage arrangements, 5. mobile compact storage arrangements, 6. alternative solutions, 7. changes to the sprinkler system supply piping (e.g. valves, mains, cross-mains, branch-lines, etc.), or 8. flexible sprinkler pipe. | Gisborne Industrial Construction Ltd
EP-2022-01404 | 2022-02-24 | 1177 W HASTINGS STREET, Vancouver, BC V6E 2K3 | Electrical Permit | Commercial | Tenant Improvement | Completed | Installation / Repair - Commercial - Tenant improvement power and data -No lights or fire alarm -replacement of existing units to new style. >BP: Interior alterations to provide improvements for this existing office tenant on the 17th floor (#1750) of this existing commercial building. Scope of work: remove/construct partition walls, doors, glazing, millwork, finishes, lighting, electrical and sprinkler work. TENANT: S & P Pacific Consulting Ltd. OK for Field Review as per K Vogt Building Sprinklered - Separate sprinkler permit required for proposed sprinkler work. E2 - Lighting - Upgrade to incorporate Automatic Partial OFF (per 9.4.1.1 (g) of ASHRAE 90.1-2016 Energy checklist is currently no longer required with your Building Permit (BP) application. Some supporting documents are still required at BP stage, specifically Envelope and HVAC, if applicable. Service Water Heating and Lighting supporting documents, if applicable, must be submitted with your related trades permits (e.g. electrical and plumbing). All energy upgrades will be checked during inspections stage. It is the applicant's responsibility to identify and note all required upgrades including energy upgrades on their BP drawings at BP stage. | BC Electrical Services Ltd
EP-2022-00645 | 2022-01-28 | 1177 W HASTINGS STREET, Vancouver, BC V6E 2K3 | Electrical Permit | Commercial | NULL | Expired | Annual / Operating - Renewal for EP-2021-00304 Valid: January 10 2022 to January 9, 2023 | BC Electrical Services Ltd
EP-2022-04439 | 2022-05-27 | 1177 W HASTINGS STREET, Vancouver, BC V6E 2K3 | Electrical Permit | Commercial | Tenant Improvement | Completed | Installation / Repair - Commercial - Small TI- remove devices in demo wall and reinstall 4 new power and 4 data >BP: Interior alterations to provide tenant improvements for a new office tenant on the 21st floor (#2133) in this existing commercial building on the site. Scope of work: Remove interior partition walls, relocate an existing door, construct new partitions, new millwork, electrical and sprinkler work TENANT: CAVU Mining Corp OK for Field Review per Shelly D - May 11/22 Building Sprinklered – No sprinkler permit required as per DBI. E2 - Lighting - Upgrade to incorporate Automatic Full OFF (per 9.4.1.1.(h) of ASHRAE 90.1-2016) Energy checklist is currently no longer required with your Building Permit (BP) application. Some supporting documents are still required at BP stage, specifically Envelope and HVAC, if applicable. Service Water Heating and Lighting supporting documents, if applicable, must be submitted with your related trades permits (e.g. electrical and plumbing). All energy upgrades will be checked during inspections stage. It is the applicant’s responsibility to identify and note all required upgrades including energy upgrades on their BP drawings at BP stage. | BC Electrical Services Ltd
SP-2022-00859 | 2022-05-30 | 1177 W HASTINGS STREET, Vancouver, BC V6E 2K3 | Sprinkler Permit | Commercial | Tenant Improvement | Completed | Commercial - RELOCATE 1 SPRINKLER HEAD #2133 - 21st Floor Interior alterations to provide tenant improvements for a new office tenant on the 21st floor (#2133) in this existing commercial building on the site. Scope of work: Remove interior partition walls, relocate an existing door, construct new partitions, new millwork, electrical and sprinkler work TENANT: CAVU Mining Corp 1. Not more than 20 sprinklers (add, relocate, or remove), 2. hydraulic calculations, 3. change in occupancy and /or hazard classification, 4. warehouse storage arrangements, 5. mobile compact storage arrangements, 6. alternative solutions, 7. changes to the sprinkler system supply piping (e.g. valves, mains, cross-mains, branch-lines, etc.), or 8. flexible sprinkler pipe. | Priority Fire Systems Ltd
PP-2022-01949 | 2022-06-08 | 1177 W HASTINGS STREET, Vancouver, BC V6E 2K3 | Plumbing Permit | Commercial | Tenant Improvement | Completed | Commercial - TI >BP: #200 - 2nd floor (full floor tenant) Interior alterations to provide tenant improvements for this existing full floor office tenant on the 2nd floor (#200) of this existing commercial building. Scope of work: remove/install all T-bar ceiling and ceiling fixtures and electrical and sprinkler work. Building Sprinklered - Separate sprinkler permit required for proposed sprinkler work. OK For Field Review per K. Vogt - Jan 20/22 E2 - Lighting - Upgrade to incorporate Automatic Partial OFF (per 9.4.1.1 (g) of ASHRAE 90.1-2016 Energy checklist is currently no longer required with your Building Permit (BP) application. Some supporting documents are still required at BP stage, specifically Envelope and HVAC, if applicable. Service Water Heating and Lighting supporting documents, if applicable, must be submitted with your related trades permits (e.g. electrical and plumbing). All energy upgrades will be checked during inspections stage. It is the applicant's responsibility to identify and note all required upgrades including energy upgrades on their BP drawings at BP stage. | Pacific Mechanical Systems Ltd
SP-2022-00780 | 2022-05-24 | 1177 W HASTINGS STREET, Vancouver, BC V6E 2K3 | Sprinkler Permit | Commercial | Renovation | Completed | Commercial - remove/install sprinkler system #200 - 2nd floor (full floor tenant) Interior alterations to provide tenant improvements for this existing full floor office tenant on the 2nd floor (#200) of this existing commercial building. Scope of work: remove/install all T-bar ceiling and ceiling fixtures and electrical and sprinkler work. Building Sprinklered - Separate sprinkler permit required for proposed sprinkler work. *****This application does not include any of the following: 1. Not more than 20 sprinklers (add, relocate, or remove), 2. hydraulic calculations, 3. change in occupancy and /or hazard classification, 4. warehouse storage arrangements, 5. mobile compact storage arrangements, 6. alternative solutions, 7. changes to the sprinkler system supply piping (e.g. valves, mains, cross-mains, branch-lines, etc.), or 8. flexible sprinkler pipe. | Gisborne Industrial Construction Ltd
EP-2022-04116 | 2022-05-19 | 1177 W HASTINGS STREET, Vancouver, BC V6E 2K3 | Electrical Permit | Commercial | Tenant Improvement | Completed | Installation / Repair - Commercial - Tenant improvement. Replacement of all existing lighting with new 2x2’s, updated exits, and GFCI’s in washrooms, demo of excess wiring. >BP: Interior alterations to provide tenant improvements for this existing full floor office tenant on the 2nd floor (#200) of this existing commercial building. Scope of work: remove/install all T-bar ceiling and ceiling fixtures and electrical and sprinkler work. Building Sprinklered - Separate sprinkler permit required for proposed sprinkler work. OK For Field Review per K. Vogt - Jan 20/22 E2 - Lighting - Upgrade to incorporate Automatic Partial OFF (per 9.4.1.1 (g) of ASHRAE 90.1-2016 Energy checklist is currently no longer required with your Building Permit (BP) application. Some supporting documents are still required at BP stage, specifically Envelope and HVAC, if applicable. Service Water Heating and Lighting supporting documents, if applicable, must be submitted with your related trades permits (e.g. electrical and plumbing). All energy upgrades will be checked during inspections stage. It is the applicant's responsibility to identify and note all required upgrades including energy upgrades on their BP drawings at BP stage. | Whitley Electric Ltd
PP-2022-00980 | 2022-03-24 | 1177 W HASTINGS STREET, Vancouver, BC V6E 2K3 | Plumbing Permit | Commercial | Tenant Improvement | Completed | Commercial - UNIT #388 - Demo two toilet flanges #388 Interior alterations to provide improvements to office unit #388 on the 3rd floor of this commercial building on this site. Scope of work includes: re and re washroom fixtures, and alterations to existing T-bar ceiling and lighting fixtures. | Pacific Mechanical Systems Ltd
EP-2022-03018 | 2022-04-13 | 1177 W HASTINGS STREET, Vancouver, BC V6E 2K3 | Electrical Permit | Commercial | Tenant Improvement | Completed | Installation / Repair - Commercial - relocation of (2) existing receptacles in (1) office wall. >BP: Interior alterations to demise the existing office unit #1600 into two office units to be #1600 and #1610 on the 16th floor in this commercial building on this site. This permit is to legalize the work that was done by the previous owner. NO CHANGE ON THE EXISTING LAYOUT OK for Field Review per K. Vogt - Jan 27/22 E2 - Lighting - Upgrade to incorporate Automatic Partial OFF (per 9.4.1.1.(g) of ASHRAE 90.1-2016) Energy checklist is currently no longer required with your Building Permit (BP) application. Some supporting documents are still required at BP stage, specifically Envelope and HVAC, if applicable. Service Water Heating and Lighting supporting documents, if applicable, must be submitted with your related trades permits (e.g. electrical and plumbing). All energy upgrades will be checked during inspections stage. It is the applicant's responsibility to identify and note all required upgrades including energy upgrades on their BP drawings at BP stage. | Whitley Electric Ltd
PP-2022-00677 | 2022-02-28 | 1177 W HASTINGS STREET, Vancouver, BC V6E 2K3 | Plumbing Permit | Commercial | Tenant Improvement | Completed | Commercial - UNIT #1750 - 17th floor - Shortening trap arm and Water pipes for kitchen #1750 - 17th Floor Interior alterations to provide improvements for this existing office tenant on the 17th floor (#1750) of this existing commercial building. Scope of work: remove/construct partition walls, doors, glazing, millwork, finishes, lighting, electrical and sprinkler wo | Michael Hinterberger
EP-2022-02814 | 2022-04-08 | 1177 W HASTINGS STREET, Vancouver, BC V6E 2K3 | Electrical Permit | Commercial | Renovation | Completed | Installation / Repair - Commercial - kitchen and front desk reno -moving a wall back 2 feet so the electrical and data cables have to get removed and re entered in new location >BP: Interior alterations to provide improvements to this existing office tenant on the 5th floor (#517) of this existing commercial building on this site. Scope of Work: Demo and construct to relocate interior walls and doors. Plumbing, electrical and sprinkler to suit. Sprinkler permit required per DBI. Energy Upgrade: To select upgrade to E2 and to update on plan Note: Energy checklist is currently no longer required with your Building Permit (BP) application. Some supporting documents are still required at BP stage, specifically Envelope and HVAC, if applicable. Service Water Heating and Lighting supporting documents, if applicable, must be submitted with your related trades permits (e.g. electrical and plumbing). All energy upgrades will be checked during inspections stage. It is the applicant’s responsibility to identify and note all required upgrades including energy upgrades on their BP drawings at BP stage. | Ngoc K Nguyen
EP-2022-02857 | 2022-04-08 | 1180 W HASTINGS STREET, Vancouver, BC V6E 4R5 | Electrical Permit | Commercial | NULL | Expired | Annual / Operating - Annual Operating permit Effective dates: April 17, 2022 to April 16, 2023 Renewal of EP-2021-02759 | Houle Electric Limited
EP-2023-03219 | 2023-04-14 | 1180 W HASTINGS STREET, Vancouver, BC V6E 4R5 | Electrical Permit | Commercial | NULL | Issued | Annual / Operating - Annual Operating permit -renewal of EP-2022-02857 Effective dates: April 17, 2023 to April 16, 2024 | Houle Electric Limited
EP-2023-02523 | 2023-03-24 | 1199 W HASTINGS STREET, Vancouver, BC V6E 3T5 | Electrical Permit | Commercial | NULL | Issued | Annual / Operating - Annual / Operating - annual operating permit Renewal of EP-2022-02510 Valid: Mar 25, 2023 - Mar 24, 2024 | Power Pros Electrical Ltd
EP-2023-02274 | 2023-03-17 | 1199 W HASTINGS STREET, Vancouver, BC V6E 3T5 | Electrical Permit | Commercial | Tenant Improvement | Completed | Installation / Repair - Commercial - Installed occupancy sensor for existing lighting & fished 2 plugs. >BP: Interior alterations to provide improvements for an existing full floor office tenant on the 14th floor (#1400) of this existing commercial building on this site. Scope of work: to construct a wall separating an open area to create a meeting room. Wall to be gypsum and glass. Add pot lights to ceiling. electrical to suit. District Building Inspector to determine if a Special Sprinkler Inspection is required. E2 - Lighting - Upgrade to incorporate Automatic Full OFF (per 9.4.1.1.(h) of ASHRAE 90.1-2016) Energy checklist is currently no longer required with your Building Permit (BP) application. Some supporting documents are still required at BP stage, specifically Envelope and HVAC, if applicable. Service Water Heating and Lighting supporting documents, if applicable, must be submitted with your related trades permits (e.g. electrical and plumbing). All energy upgrades will be checked during inspections stage. It is the applicant's responsibility to identify and note all required upgrades including energy upgrades on their BP drawings at BP stage. | F & S Electrical Ltd
SP-2023-00250 | 2023-02-10 | 1199 W HASTINGS STREET, Vancouver, BC V6E 3T5 | Sprinkler Permit | Commercial | Tenant Improvement | Completed | Commercial - Add and relocate sprinkler heads for tenant improvement. >BP: Interior alterations to provide tenant improvements to this existing full floor office tenant on the 11th floor (#1100) in this existing commercial building on site. *****This application does not include any of the following: 1. Not more than 20 sprinklers (add, relocate, or remove), 2. hydraulic calculations, 3. change in occupancy and /or hazard classification, 4. warehouse storage arrangements, 5. mobile compact storage arrangements, 6. alternative solutions, 7. changes to the sprinkler system supply piping (e.g. valves, mains, cross-mains, branch-lines, etc.), or 8. flexible sprinkler pipe. Scope of work: select demo of doors, partitions, power/data,lighting. Building/install new glazing partitions, doors,millwork. Redistribute existing HVAC. Electrical and sprinklers to suit. | Priority Fire Systems Ltd
EP-2022-06720 | 2022-08-10 | 1199 W HASTINGS STREET, Vancouver, BC V6E 3T5 | Electrical Permit | Commercial | Renovation | Completed | Installation / Repair - Commercial - -Distribution: Supply, wire & installation of new distribution equipment, associated conduits/feeder cables, breakers, and terminations. -General Power & Appliances Provide conduits, cabling, wiring, and terminations of all general receptacles, floor boxes, and appliance connections. Provide Wiremould raceway. -Lighting Relocate -Low Voltage Systems : Provide EMT stubs into accessible ceiling space -Data Cabling | Kato Electrical Inc
SP-2023-01673 | 2023-09-13 | 1199 W HASTINGS STREET, Vancouver, BC V6E 3T5 | Sprinkler Permit | Commercial | Tenant Improvement | Completed | Commercial - add and relocate sprinkler heads to suit new layout >BP: #950 - 9th floor Interior alterations to provide tenant improvements for a new office tenant on the 9th floor (#950) in this existing commercial building on this site. Scope of work: remove/construct partition walls, doors, millwork, finishes to reconfigure new offices, electrical and sprinkelr work. *****This application does not include any of the following: 1. Not more than 20 sprinklers (add, relocate, or remove), 2. hydraulic calculations, 3. change in occupancy and /or hazard classification, 4. warehouse storage arrangements, 5. mobile compact storage arrangements, 6. alternative solutions, 7. changes to the sprinkler system supply piping (e.g. valves, mains, cross-mains, branch-lines, etc.), or 8. flexible sprinkler pipe. | Alpine Sprinkler Systems Ltd
EP-2023-08156 | 2023-09-08 | 1199 W HASTINGS STREET, Vancouver, BC V6E 3T5 | Electrical Permit | Commercial | Tenant Improvement | Completed | Installation / Repair - Commercial - New outlets and new data drops for new office furniture. No lighting to be done. >Permit Amendment Sep 18, 2023 -"Adding asbestos report and declaration" *Document(s) uploaded to "Application Documents" tab for Electrical Inspector review. Documents are at pending status at time of permit amendment approval >BP: Interior alterations to provide tenant improvements for a new office tenant on the 9th floor (#950) in this existing commercial building on this site. Scope of work: remove/construct partition walls, doors, millwork, finishes to reconfigure new offices, electrical and sprinkelr work. TENANT: Kaman Kwok Inc. Energy checklist is currently no longer required with your Building Permit (BP) application. Some supporting documents are still required at BP stage, specifically Envelope and HVAC, if applicable. Service Water Heating and Lighting supporting documents, if applicable, must be submitted with your related trades permits (e.g. electrical and plumbing). | F & S Electrical Ltd
SP-2022-00468 | 2022-04-04 | 1199 W HASTINGS STREET, Vancouver, BC V6E 3T5 | Sprinkler Permit | Commercial | Tenant Improvement | Completed | Commercial - add and relocate sprinkler heads to suit new wall and ceiling layout >BP: #600 Interior alterations to provide improvements for a new office tenant at office unit #600 on the 6th floor of this commercial building on this site. OK for Field Review per W.Wong, January 20, 2022 Energy Upgrade: E2 - Lighting - Upgrade to incorporate Automatic Partial OFF (per 9.4.1.1.(g) of ASHRAE 90.1-2016) Note: - DBI to determine on site whether Structural drawings and schedule B are required | Alpine Sprinkler Systems Ltd
EP-2022-02510 | 2022-03-29 | 1199 W HASTINGS STREET, Vancouver, BC V6E 3T5 | Electrical Permit | Commercial | NULL | Expired | Annual / Operating - "Annual / Operating - annual operating permit Valid Mar 25, 2022 - Mar 24, 2023 Renewal of EP-2021-04294 | Power Pros Electrical Ltd
EP-2022-01883 | 2022-04-11 | 1199 W HASTINGS STREET, Vancouver, BC V6E 3T5 | Electrical Permit | Commercial | Tenant Improvement | Completed | Installation / Repair - Commercial - Re/re exit signs, wiring for new office plugs, vacancy sensors for existing lighting, move lighting to accommodate desks that are moving. >BP: Interior alterations to provide improvements for a new office tenant at office unit #600 on the 6th floor of this commercial building on this site. OK for Field Review per W.Wong, January 20, 2022 Energy Upgrade: E2 - Lighting - Upgrade to incorporate Automatic Partial OFF (per 9.4.1.1.(g) of ASHRAE 90.1-2016) Note: - DBI to determine on site whether Structural drawings and schedule B are required Amend: June 16, 2022 Documents requested by Rob Palmer. Attachment L and the contractors declaration. | F & S Electrical Ltd
PP-2023-02734 | 2023-08-01 | 1228 W HASTINGS STREET, Vancouver, BC V6E 4S6 | Plumbing Permit | Commercial | New | Completed | Commercial - Installation of 6" meter and 6" manifold for Hytec Water System. Existing 6" RPBA already installed (premise isolation) | Pennington Mechanical Ltd
PP-2023-04059 | 2023-11-20 | 1478 W HASTINGS STREET, Vancouver, BC V6G 3J6 | Plumbing Permit | Commercial | Tenant Improvement | Issued | Commercial - Backflow for premise isolation. | J 8 PLUMBING & HEATING INC
EP-2023-03033 | 2023-04-06 | 4298 W KING EDWARD AVENUE, Vancouver, BC V6S 1N3 | Electrical Permit | Residential | Addition | Issued | Installation / Repair - Residential - Installation of security system | ADT Security Services Canada Inc
EP-2022-06129 | 2022-08-10 | 27 W PENDER STREET, Vancouver, BC V6B 2T2 | Electrical Permit | Commercial | Renovation | Completed | Installation / Repair - Commercial - Add timer on lights. OCC Sensor in bathroom. Unit #110 Interior alterations to provide improvements for a new Social Service Centre tenant at unit #110 - 27 W Pender St in this existing mixed-use building. Scope of work includes validating interior partition walls installed without permit and the removal of two sinks. | Villa Electric (1980) Ltd
PP-2022-02879 | 2022-08-18 | 27 W PENDER STREET, Vancouver, BC V6B 2T2 | Plumbing Permit | Commercial | Tenant Improvement | Completed | Commercial - Cap off 2 existing sinks. They are eliminating. >Interior alterations to provide improvements for a new Social Service Centre tenant at unit #110 - 27 W Pender St in this existing mixed-use building. Scope of work includes validating interior partition walls installed without permit and the removal of two sinks. Security grille shall meet the requirements for exiting and shall be opened from the inside without a key or special knowledge per Article of 3.4.6.16 of Vancouver Building By-law. OK for field review as per Eun Jeon, July 8, 2022 Notes: 1. Related to DP-2022-00536 for change of use from Beauty Salon (Tattoo Parlour) to Social Service Centre 2. District Building Inspector (DBI) to determine if washroom is existing. 3. Applicant was told that DBI may require additional documents for terracotta walls on site during field review inspection. | Three Points Plumbing and Heating Inc.
SP-2022-01352 | 2022-08-22 | 27 W PENDER STREET, Vancouver, BC V6B 2T2 | Sprinkler Permit | Commercial | Tenant Improvement | Completed | Commercial - relocate 1 sprinkler head to accommodate door motor >Unit #110 Interior alterations to provide improvements for a new Social Service Centre tenant at unit #110 - 27 W Pender St in this existing mixed-use building. Scope of work includes validating interior partition walls installed without permit and the removal of two sinks. Security grille shall meet the requirements for exiting and shall be opened from the inside without a key or special knowledge per Article of 3.4.6.16 of Vancouver Building By-law. OK for field review as per Eun Jeon, July 8, 2022 Notes: 1. Related to DP-2022-00536 for change of use from Beauty Salon (Tattoo Parlour) to Social Service Centre 2. District Building Inspector (DBI) to determine if washroom is existing. 3. Applicant was told that DBI may require additional documents for terracotta walls on site during field review inspection. *****This application does not include any of the following: 1. Not more than 20 sprinklers (add, relocate, or remove), 2. hydraulic calculations, 3. change in occupancy and /or hazard classification, 4. warehouse storage arrangements, 5. mobile compact storage arrangements, 6. alternative solutions, 7. changes to the sprinkler system supply piping (e.g. valves, mains, cross-mains, branch-lines, etc.), or 8. flexible sprinkler pipe. | Five Star Fire Protection Ltd
EP-2022-08404 | 2022-10-06 | 27 W PENDER STREET, Vancouver, BC V6B 2T2 | Electrical Permit | Commercial | Addition | Completed | Installation / Repair - Commercial - Adding two 120v 15 amp branch circuits for a microwave and a toaster, adding two 120v 20 amp branch circuits for a printer and computers, relocating of light switch. -The added receptacles will be located on the unit's inside walls. The wiring (#12 Awg BX) will be pulled above a existing T-bar ceiling. | Jaroslaw Czarnecki
NULL | NULL | 27 W PENDER STREET, Vancouver, BC V6B 2T2 | Electrical Permit | Commercial | Addition | Draft | Installation / Repair - Commercial - Interior alterations to provide improvements for a new Social Service Center tenant at unit #110 - 27 W Pender St. Relocating of one light switch, adding two 120v 15 amp branch circuits for microwave and toaster, adding two 120v20 amp branch circuits for the printer and computer receptacles. | NULL
EP-2023-01254 | 2023-02-21 | 28 W PENDER STREET, Vancouver, BC V6B 1R6 | Electrical Permit | Commercial | Addition | Completed | Installation / Repair - Commercial - Installation of one 100A 3PH load center and one CT-4000 dual port electrical vehicle charger to P1 parkade fed from SUCCESS SUB MAIN 1200A. | S1 ELECTRIC LTD
EP-2023-10515 | 2023-11-22 | 28 W PENDER STREET, Vancouver, BC V6B 1R6 | Electrical Permit | Commercial | Addition | Issued | Installation / Repair - Commercial - INSTALLATION OF EXTRA LOW VOLTAGE CAMERA SYSTEM | Telus Custom Security Systems Inc
EP-2022-04250 | 2022-05-24 | 2632 WARD STREET, Vancouver, BC V5R 4S6 | Electrical Permit | Residential | New | Expired | Temporary Power - Residential - To provide temporary power. NOTE: Work authorized by this permit is for placement of a temporary power pole only and does not authorize any site construction and/or excavation. A separate Building Permit will be required prior to commencement of any other work on this site. | Icon Electric Co Ltd
SP-2021-01680 | 2023-02-17 | 2632 WARD STREET, Vancouver, BC V5R 4S6 | Sprinkler Permit | Commercial | New | Issued | Commercial - For all sprinkler work to the 2019 VBBL; NFPA 13R, 2013; for work to construct a new 3-storey Multiple Dwelling containing 3 dwelling units with 3 surface parking spaces having vehicular access from the lane. Engineer of Record: Ryan Pavey 604-605-0606 pavey@cardinalfire.ca | Preet Plumbing Heating And Sprinkle Ltd
EP-2023-01025 | 2023-03-09 | 2632 WARD STREET, Vancouver, BC V5R 4S6 | Electrical Permit | Commercial | New | Issued | Installation / Repair - Commercial - Wiring and finishing of triplex >BP: To construct a new 3-storey Multiple Dwelling containing 3 dwelling units with 3 surface parking spaces having vehicular access from the lane. Note: This is a 2 1/2 storey building pursuant to the Zoning & Development By-law. Sch A, Arch B, Stru B, Geotech B, & Sch D are submitted. ******THIS PERMIT HAS BEEN ISSUED UNDER THE REQUIREMENTS OF VBBL 2019******** Building Review Branch Notes: - Building to be sprinklered to NFPA 13R. Sprinkler valve room shall be separated by 1h FRR from the rest of the building as per VBBL 9.10.10.3. - All new windows, doors and skylights shall conform to VBBL 5.9.2.2. - No roof projections on southeast and northwest sides are permitted without a revision to this BP. - Trellis must not connected tot the building. - Metering equipment shall conform to VBBL 10.2.2.9. - Min 11" run shall be provided at all exterior stairs as per VBBL T.9.8.4.2. | Icon Electric Co Ltd
PP-2023-00283 | 2023-01-26 | 2632 WARD STREET, Vancouver, BC V5R 4S6 | Plumbing Permit | Residential | New | Issued | Residential - TRIPLEX - Plumbing Work >BP: To construct a new 3-storey Multiple Dwelling containing 3 dwelling units with 3 surface parking spaces having vehicular access from the lane. | National Plumbing & Heating Ltd
EP-2023-01688 | 2023-03-01 | 2632 WARD STREET, Vancouver, BC V5R 4S6 | Electrical Permit | Residential | New | Issued | Installation / Repair - Residential - Pre wiring rough & Finish: Security systems, cameras, TV, Tel, Data >BP: To construct a new 3-storey Multiple Dwelling containing 3 dwelling units with 3 surface parking spaces having vehicular access from the lane. Note: This is a 2 1/2 storey building pursuant to the Zoning & Development By-law. Sch A, Arch B, Stru B, Geotech B, & Sch D are submitted. ******THIS PERMIT HAS BEEN ISSUED UNDER THE REQUIREMENTS OF VBBL 2019******** | Charanjit Singh
GP-2023-01143 | 2023-04-05 | 2632 WARD STREET, Vancouver, BC V5R 4S6 | Gas Permit | Residential | New | Issued | Residential - Installation of gas appliances in triplex >BP: To construct a new 3-storey Multiple Dwelling containing 3 dwelling units with 3 surface parking spaces having vehicular access from the lane April 19/2023-AMEND Please add 3 Naviens (WATER HEATERS) 150000 BTU EACH | Century Twenty One Gas & Heating Co. Ltd
EP-2023-05312 | 2023-06-19 | 2632 WARD STREET, Vancouver, BC V5R 4S6 | Electrical Permit | Commercial | New | Issued | Temporary Power - Commercial - To provide temporary power. -Renewal of EP-2022-04250 -valid May 24, 2023 - May 23, 2024 | Icon Electric Co Ltd
PP-2022-04299 | 2022-11-30 | 2632 WARD STREET, Vancouver, BC V5R 4S6 | Plumbing Permit | Commercial | New | Issued | Commercial - Installing Sump | Hans Demolition and Excavating Ltd.
EP-2023-09160 | 2023-10-24 | 2592 WALL STREET, Vancouver, BC V5K 1A5 | Electrical Permit | Residential | Addition | Issued | Installation / Repair - Residential - Install level customer supplied 60 amp Tesla wall connector ( level 2 EV charger )60x.8x240=11520w.Load calc attached | BC Highlight Electric Corp
GP-2022-02334 | 2022-10-06 | 2615 WALL STREET, Vancouver, BC V5K 1A7 | Gas Permit | Residential | Renovation | Completed | Residential - Re & Re 40 gal gas hot water tank | Synergy Mechanical Inc.
GP-2022-02987 | 2022-10-05 | 2645 WALL STREET, Vancouver, BC V5K 1A7 | Gas Permit | Residential | Renovation | Cancelled | Residential - installation of 2 gas fireplace - venting and hook up only Amended - Oct 13,2022 this permit was paid for in error - please cancel as we are not doing this | Urban Fireplaces Ltd
GP-2023-00380 | 2023-02-01 | 2685 WALL STREET, Vancouver, BC V5K 1A7 | Gas Permit | Residential | Tenant Improvement | Cancelled | Residential - Re and re the furnace | Moore & Russell Heating Ltd
GP-2023-00400 | 2023-02-03 | 2685 WALL STREET, Vancouver, BC V5K 1A7 | Gas Permit | Residential | Tenant Improvement | Completed | Residential - Re and Re the furnace | Moore & Russell Heating Ltd
SP-2023-00548 | 2023-04-03 | 342 WATER STREET, Vancouver, BC V6B 1B6 | Sprinkler Permit | Commercial | Tenant Improvement | Issued | Commercial - Relocated Sprinkler Heads. Please note that the entire building permit is to follow and that this special permit is only to temporarily relocate 5 heads >BP: Interior and exterior alterations with a change of use of the 3rd floor from A2, vocational school, to D (office) in this existing 5 storey mixed use building. The upgrade requirements are F2/S2/N3/A3/E4. The project scope includes a new roof surface and rehabilitated skylights. new RTUs and controls, new electrical distribution, new accessible W/Rs on 3rd floor and ground floor restaurant space, new elevator, interior seismic pinning of masonry facade walls and bracing of the front parapet and cornices. AL-2022-00028 and AL-2022-00081 are related to this project. Stage one - full construction - accepted Oct.18/22 - Er April 20/AMEND digitally sealed drawings uploaded | Viking Fire Protection Inc
EP-2023-03858 | 2023-05-09 | 342 WATER STREET, Vancouver, BC V6B 1B6 | Electrical Permit | Commercial | Addition | Issued | Installation / Repair - Commercial - Base build/Tenant improvement: Revised main distribution to accommodate information metering for addition of L1 through L5 T.I. spaces. Elevator upgrade from 208V to 600V. Fire alarm relocation for base build. Lighting fit out to accommodate revised base build. Re and re existing electrical panels in riser closets. Upgrade/additional installation of mechanical equipment - 208, and 600V. * Hazardous materials assessment checked May 12, RMN >BP: Interior and exterior alterations with a change of use of the 3rd floor from A2, vocational school, to D (office) in this existing 5 storey mixed use building. The upgrade requirements are F2/S2/N3/A3/E4. The project scope includes a new roof surface and rehabilitated skylights. new RTUs and controls, new electrical distribution, new accessible W/Rs on 3rd floor and ground floor restaurant space, new elevator, interior seismic pinning of masonry facade walls and bracing of the front parapet and cornices. AL-2022-00028 and AL-2022-00081 are related to this project. To be reviewed under the 2019 VBBL. The building at 342 Water Street is protected heritage property. Alteration to the exterior of the heritage building requires a Heritage Alteration Permit issued with the approval of the Director of Planning. We support the attached stamped application and ask that you process it with the following wording included in the Development Permit: “1) seismic upgrading (under Major Renovation) to stabilize unreinforced exterior masonry on both Water Street and West Cordova Street façades; 2) installation of exterior lighting; and, 3) rehabilitation of existing ducts to accommodate new roof top mechanical units. Stage one - full construction - accepted Oct.18/22 - Erv | SOMATIC HVAC SOLUTIONS LTD
PP-2023-01525 | NULL | 342 WATER STREET, Vancouver, BC V6B 1B6 | Plumbing Permit | Commercial | Tenant Improvement | Application Incomplete | Commercial - • Demo of plumbing, as per drawings • Allowance for demo of plumbing in L1 existing restaurant area • Supply & install plumbing & plumbing fixtures, as per drawings • Supply & install new sump pump for existing sump • Supply & install hot water recirc pump | SOMATIC HVAC SOLUTIONS LTD
EP-2022-08320 | 2022-10-04 | 342 WATER STREET, Vancouver, BC V6B 1B6 | Electrical Permit | Commercial | Renovation | Issued | Installation / Repair - Commercial - Installation of class 2 controls circuits for HVAC system | ESC Automation Inc
EP-2023-09454 | 2023-10-31 | 342 WATER STREET, Vancouver, BC V6B 1B6 | Electrical Permit | Commercial | Tenant Improvement | Issued | Installation / Repair - Commercial - Upgrading a Freedom Mobile Cell site from Teck cable and exposed green 2/0 R90 to EMT conduit for power, ground and fiber -The grounding/bonding is just a re & re for the freedom mobile equipment ground. It is free air now but we will remove it and install it back inside emt conduit. No service affecting for the building. This work is only for the Freedom Mobile subservice load side. | Bradley Fraser
SP-2023-01565 | 2023-11-30 | 342 WATER STREET, Vancouver, BC V6B 1B6 | Sprinkler Permit | Commercial | Tenant Improvement | Issued | Commercial - For sprinkler system alterations to the 2019 VBBL and NFPA 13, 2013 for the tenant improvements to provide interior and exterior alterations with a change of use of the 3rd floor from A2, vocational school, to D (office) in this existing 5 storey mixed use building. The upgrade requirements are F2/S2/N3/A3/E4. The project scope includes a new roof surface and rehabilitated skylights. new RTUs and controls, new electrical distribution, new accessible W/Rs on 3rd floor and ground floor restaurant space, new elevator, interior seismic pinning of masonry facade walls and bracing of the front parapet and cornices. Engineer of Record: Liang Xin Peng 604-324-7122 lpeng@vikingfire.ca Related Permits: AL-2022-00028 - Elevator Cab Dimensions AL-2022-00081 - F2 Occupancy Exit Through Lobby | Viking Fire Protection Inc
PP-2023-00399 | 2023-02-06 | 332 WATER STREET, Vancouver, BC V6B 1B6 | Plumbing Permit | Commercial | Tenant Improvement | Completed | Commercial - add a hair wash sink in a salon | Vancouver Plumbing Doctor Ltd
EP-2023-06601 | 2023-07-21 | 332 WATER STREET, Vancouver, BC V6B 1B6 | Electrical Permit | Commercial | NULL | Issued | Annual / Operating - Maintenance of existing operating electrical equipment. Undertake to regularly assess, operate, and maintain the electrical equipment on a regular basis in compliance with the Electrical By-law No. 5563. | Terminal City Electric Ltd
EP-2023-00102 | 2023-01-20 | 341 WATER STREET, Vancouver, BC V6B 1B8 | Electrical Permit | Commercial | Renovation | Issued | Installation / Repair - Commercial - Service and distribution upgrade for entire building. Existing 600V 200A 3P is being replaced with 600V 600A 3P4W that will incorporate a new BCH PMT located at rear of building. Existing distribution to be reconfigured. AMEND: JAN 15/2024 SCEDULE S-B FOR TRANSFORMER UPLOADED | Reliable Electrical Contracting Ltd
EP-2023-09436 | 2023-10-31 | 341 WATER STREET, Vancouver, BC V6B 1B8 | Electrical Permit | Commercial | Addition | Completed | Installation / Repair - Commercial - Installation of various electrical receptacles and branch circuitry -There is no structural work being done or drywall walls/ceiling being cut. We will be surface-mounting all devices, wire and conduit.there is no lights being installed, just 24 x 5-15 receptacles, 4 x 30amp twist lock receptacles, and 4 x L6-30P twist lock receptacles. | Mott Electric General Partnership
SP-2022-00248 | 2022-02-24 | 341 WATER STREET, Vancouver, BC V6B 1B8 | Sprinkler Permit | Commercial | Tenant Improvement | Issued | Commercial - **Full Review Required - Change in Scope of Work - add DCVA - rezone building by floor (add FZC for each floor). *** Adding heads to provide full coverage in areas that were not previously protected. *****This application does not include any of the following: 1. Not more than 20 sprinklers (add, relocate, or remove), 2. hydraulic calculations, 3. change in occupancy and /or hazard classification, 4. warehouse storage arrangements, 5. mobile compact storage arrangements, 6. alternative solutions, 7. changes to the sprinkler system supply piping (e.g. valves, mains, cross-mains, branch-lines, etc.), or 8. flexible sprinkler pipe. | Sitka Fire Protection Inc
EP-2022-02880 | 2022-05-06 | 341 WATER STREET, Vancouver, BC V6B 1B8 | Electrical Permit | Commercial | Renovation | Issued | Installation / Repair - Commercial - Installation of new fire alarm system and exit signs as per engineer drawings submitted under BP >BP: Interior alteration for a fire alarm upgrade to this existing 4-storey plus basement mixed-used commercial building. | Fina Electrical Systems Ltd
EP-2024-00354 | 2024-01-18 | 1270 WAVERLEY AVENUE, Vancouver, BC V5W 2C3 | Electrical Permit | Residential | New | Issued | Temporary Power - Residential - To provide temporary power. Temporary service is under ground not over head ***NOTE: Work authorized by this permit is for placement of a temporary power pole only and does not authorize any site construction and/or excavation. A separate Building Permit will be required prior to commencement of any other work on this site. | ABC1 ELECTRICAL SERVICES LTD.
GP-2023-02976 | 2023-10-08 | 169 W WOODSTOCK AVENUE, Vancouver, BC V5Y 2R7 | Gas Permit | Residential | Addition | Completed | Residential - Furnace 70,000 BTU re/re | HAMZEH GERAMI Dba Nation Heating & Cooling
PP-2022-03431 | 2022-09-27 | 185 W WOODSTOCK AVENUE, Vancouver, BC V5Y 2R7 | Plumbing Permit | Residential | Renovation | Completed | Residential - replace waterlines and replace fixtures >BP: Exterior and interior alterations to provide improvements to this one family dwelling on this site. Exterior work to infill a window on the east elevation only. Scope of work: - Remodel of the kitchen to include new cabinets & appliances - Remove & install of interior walls, doors, closets, new heat pump, plumbing fixtures, lighting, flooring and painting - Complete remodel of three bathrooms to include all new plumbing fixtures, tiling, vanities, toilets, and lighting - Removal of popcorn ceiling of main and upper floor, infill a window on the east elevation. -No window replacement as new REUP received . -Only remove GWB as necessary. This is not a permit to remove wall and ceiling GWB throughout. | Jay Donald Abar
EP-2022-07906 | 2022-09-22 | 185 W WOODSTOCK AVENUE, Vancouver, BC V5Y 2R7 | Electrical Permit | Residential | Renovation - Dwelling Unit(s) only | Completed | Installation / Repair - Residential - we need the main service upgrade from 100amp to 200amp service. also needs to change the electric panel to new. there are some relocation of outlets in kitchen, washroom new wiring and addition of pot lights. Exterior and interior alterations to provide improvements to this one family dwelling on this site. Exterior work to infill a window on the east elevation only. Scope of work: - Remodel of the kitchen to include new cabinets & appliances - Remove & install of interior walls, doors, closets, new heat pump, plumbing fixtures, lighting, flooring and painting - Complete remodel of three bathrooms to include all new plumbing fixtures, tiling, vanities, toilets, and lighting - Removal of popcorn ceiling of main and upper floor, infill a window on the east elevation. -No window replacement as new REUP received . -Only remove GWB as necessary. This is not a permit to remove wall and ceiling GWB throughout. Amend: Oct 17, 2022 I NEED TO ADD DESCRIPTION FOR ADDING AIR CONDITIONING IN THE HOUSE. IT INCLUDES ADDING UNITS INSIDE AND A UNIT OUTSIDE. | Supercharger Electric Ltd
NULL | NULL | 2762 WALL STREET, Vancouver, BC V5K 1A9 | Sprinkler Permit | Residential | Renovation | Draft | Residential - Irrigation system front and back yard | Emilio Bottiglieri
PP-2022-00443 | 2022-02-09 | 2762 WALL STREET, Vancouver, BC V5K 1A9 | Plumbing Permit | Residential | Renovation | Completed | Residential - 1FD+SS = #1 & #2 - irrigation system To permit a change of Use to a One Family Dwelling with a Secondary Suite on this inside with lane site. Scope of work: validate WWOP mechanical room and unauthorized secondary suite, replace furnace with high efficiency units, re-layout basement bathroom, new laundry room, upgrade roof insulation, new lighting fixtures, new guardrails, reduce deck, remediate water/rot damage in all exterior walls and basement ceiling. Any unauthorized work on this site outside this scope of work, existing or otherwise, is neither recognized nor approved and may be subject to enforcement action. | Emilio Bottiglieri
NULL | NULL | 2762 WALL STREET, Vancouver, BC V5K 1A9 | Plumbing Permit | Residential | Renovation | Draft | Residential - Installing a new irrigation system | NULL
EP-2023-09304 | 2023-10-27 | 2770 WALL STREET, Vancouver, BC V5K 1A9 | Electrical Permit | Residential | Renovation | Completed | Installation / Repair - Residential - To relocate a stove and hood fan CF-2023-007187 >Permit Amendment Nov 16, 2023 -"To rewire the kitchen counter plugs and to add an oven. These are something other than the ones done without permit" >BP: 2770 Wall Street Interior and exterior alterations to this existing one family dwelling on this site. Scope of work includes: 1) Replacement of 8 exterior windows. 2) Re & Re of main floor bathrooms, proposed a new stand up shower OK to Field Review as per Manuel M on Aug 28, 2023 | JIU DING ELECTRIC LTD
GP-2023-03718 | 2023-11-24 | 6426 WILTSHIRE STREET, Vancouver, BC V6M 3M4 | Gas Permit | Residential | Tenant Improvement | Completed | Residential - Install furnace. | 0704121 BC Ltd
EP-2023-04653 | 2023-06-02 | 6449 WILTSHIRE STREET, Vancouver, BC V6M 3M3 | Electrical Permit | Residential | Renovation | Completed | Installation / Repair - Residential - Work in mud room, adding in some plugs, switches & led pots. >BP: Exterior and interior alterations to add approximately 102.80 sq. ft. in the basement and to expand the rear deck of this existing single detached house on this site. Structural Schedule B, submitted by: Richard Herfst, P. Eng., Struct. Eng., 604.553.0524 Renovation Energy Upgrade Proposal provided by Tommy Youngsung Byun of Capital Home Energy Inc, 604.562.0387 Note: - Building is Sprinklered - Install interconnected, hardwired, 120 volt smoke alarms with battery back-up and silencing feature, in each sleeping unit and within 5m outside each sleeping areas on each storey as per Building Bylaw 9.10.19. - Install Carbon Monoxide Alarm as per Building By-Law 9.32.4.2. & Bulletin 2007-007-BU/EL | WESTPEAK ELECTRICAL LTD
SP-2023-01077 | 2023-06-19 | 6449 WILTSHIRE STREET, Vancouver, BC V6M 3M3 | Sprinkler Permit | Residential | Renovation | Completed | Residential - addition sprinkler head added to basement mud room >BP: Exterior and interior alterations to add approximately 102.80 sq. ft. in the basement and to expand the rear deck of this existing single detached house on this site. | Secure Fire Mechanical Ltd
PP-2023-01807 | 2023-05-24 | 6449 WILTSHIRE STREET, Vancouver, BC V6M 3M3 | Plumbing Permit | Residential | Addition | Completed | Residential - new mud room >BP: Exterior and interior alterations to add approximately 102.80 sq. ft. in the basement and to expand the rear deck of this existing single detached house on this site. | Conor Whyte Plumbing And Heating Limited
GP-2022-03918 | 2022-12-08 | 2840 WILLIAM STREET, Vancouver, BC V5K 2Y9 | Gas Permit | Residential | Renovation | Completed | Residential - Replace gas boiler on ground floor. | Canadian Care Heating & Cooling Ltd
GP-2023-00059 | 2023-01-06 | 3212 WILLIAM STREET, Vancouver, BC V5K 2Z1 | Gas Permit | Residential | Tenant Improvement | Completed | Residential - UPGRADE A REGULAR HOT WATER TANK TO A TANKLESS SYSTEM | Hillcrest Plumbing & Heating (1967) Ltd
EP-2022-04693 | 2022-06-06 | 3233 WILLIAM STREET, Vancouver, BC V5K 2Z2 | Electrical Permit | Residential | Renovation | Completed | Installation / Repair - Residential - new service connection to panel. Amend: Sept 7, 2022 amend permit from 100 amps to 125 amps | STAT ELECTRICS LIMITED
MP-2022-00721 | 2022-12-16 | 3248 WILLIAM STREET, Vancouver, BC V5K 2Z1 | Mechanical Permit | NULL | NULL | Completed | NULL | Axis Mechanical Ltd
PP-2022-04264 | 2022-11-28 | 3248 WILLIAM STREET, Vancouver, BC V5K 2Z1 | Plumbing Permit | Residential | New | Completed | Residential - INSTALLATION IF PLUMBING SYSTEM IN DUPLEX HOUSES >BP: To construct a two-storey two-family dwelling ($589,750), with a detached accessory building (garage) at the rear providing 2 parking spaces, having vehicular access from the lane. Note: This is a 2.5 storey building pursuant to the Zoning and Development By-Law. 1. A/C units proposed in the rear yard 2. No bar sinks proposed 3. Schedule B: Beerinder Sidhu M.Eng. P.Eng. Structural & Geotechnical 4. BC Housing Residential Builder – Gurjiwan Gill 5. The entire building to be sprinklered to 2 x NFPA 13D ******THIS PERMIT HAS BEEN ISSUED UNDER THE REQUIREMENTS OF VBBL #12511 (2019)****** Feb 27/23- AMEND change dba to Axis Mechanical Ltd | Axis Mechanical Ltd
PP-2022-03620 | 2022-10-11 | 3248 WILLIAM STREET, Vancouver, BC V5K 2Z1 | Plumbing Permit | Residential | New | Completed | Residential - sump | Jewel Mini Excavating Ltd
EP-2022-08266 | 2022-09-28 | 3248 WILLIAM STREET, Vancouver, BC V5K 2Z1 | Electrical Permit | Residential | New | Expired | Temporary Power - Residential - To provide temporary power. | MSD Electrical Ltd.
GP-2023-00606 | NULL | 3248 WILLIAM STREET, Vancouver, BC V5K 2Z1 | Gas Permit | Residential | New | Withdrawn | Residential - Running new gas line to gas hot water heaters in duplex from each individual meter spot >BP: To construct a two-storey two-family dwelling ($589,750), with a detached accessory building (garage) at the rear providing 2 parking spaces, having vehicular access from the lane. | NULL
SP-2023-00184 | 2023-02-01 | 3248 WILLIAM STREET, Vancouver, BC V5K 2Z1 | Sprinkler Permit | Residential | New | Completed | Residential - 2FD - FRONT - 3248 WILLIAM ST BACK - 3246 WILLIAM ST New sprinkler system >DB: To construct a two-storey two-family dwelling, with a detached accessory building (garage) at the rear providing 2 parking spaces, having vehicular access from the lane. Note: This is a 2.5 storey building pursuant to the Zoning and Development By-Law. 1. A/C units proposed in the rear yard 2. No bar sinks proposed | Haven Fire Protection Ltd
EP-2023-00605 | 2023-01-26 | 3248 WILLIAM STREET, Vancouver, BC V5K 2Z1 | Electrical Permit | Residential | New | Completed | Installation / Repair - Residential - Telephone, Data, TV, Vacuum, Doorbell >BP: To construct a two-storey two-family dwelling ($589,750), with a detached accessory building (garage) at the rear providing 2 parking spaces, having vehicular access from the lane. Note: This is a 2.5 storey building pursuant to the Zoning and Development By-Law. 1. A/C units proposed in the rear yard 2. No bar sinks proposed 3. Schedule B: Beerinder Sidhu M.Eng. P.Eng. Structural & Geotechnical 4. BC Housing Residential Builder – Gurjiwan Gill 5. The entire building to be sprinklered to 2 x NFPA 13D | GS Security System Ltd
EP-2023-00593 | 2023-02-13 | 3248 WILLIAM STREET, Vancouver, BC V5K 2Z1 | Electrical Permit | Residential | New | Completed | Installation / Repair - Residential - New residential DUPLEX full wiring >BP: To construct a two-storey two-family dwelling ($589,750), with a detached accessory building (garage) at the rear providing 2 parking spaces, having vehicular access from the lane. Note: This is a 2.5 storey building pursuant to the Zoning and Development By-Law. 1. A/C units proposed in the rear yard 2. No bar sinks proposed 3. Schedule B: Beerinder Sidhu M.Eng. P.Eng. Structural & Geotechnical 4. BC Housing Residential Builder – Gurjiwan Gill 5. The entire building to be sprinklered to 2 x NFPA 13D | Sandhu Electric Ltd
GP-2023-00768 | 2023-03-06 | 3248 WILLIAM STREET, Vancouver, BC V5K 2Z1 | Gas Permit | Residential | New | Completed | Residential - running new gas lines to respective appliances to each unit in duplexes >BP: To construct a two-storey two-family dwelling ($589,750), with a detached accessory building (garage) at the rear providing 2 parking spaces, having vehicular access from the lane. | Axis Mechanical Ltd
MP-2022-00037 | 2022-07-20 | 3266 WILLIAM STREET, Vancouver, BC V5K 2Z1 | Mechanical Permit | NULL | NULL | Completed | NULL | Moore And Russell Heating And Air Conditioning Ltd
EP-2022-06131 | 2022-07-22 | 3266 WILLIAM STREET, Vancouver, BC V5K 2Z1 | Electrical Permit | Residential | Tenant Improvement | Cancelled | Installation / Repair - Residential - Electrical install of heat pump. No change to existing service. BP not required. Mechanical permit will be obtained. | Moore And Russell Heating And Air Conditioning Ltd
EP-2022-06206 | 2022-07-26 | 3266 WILLIAM STREET, Vancouver, BC V5K 2Z1 | Electrical Permit | Residential | Addition | Completed | Installation / Repair - Residential - Install AC disconnect and exterior sub panel and utility outlet. | Terminal City Electric Ltd
EP-2023-07461 | 2023-08-21 | 3282 WILLIAM STREET, Vancouver, BC V5K 2Z1 | Electrical Permit | Residential | Addition | Completed | Installation / Repair - Residential - ¦ 1FD- 100A ¦ SERVICE DISCONNECT/ RE-CONNECT ¦ Change new services | Kooner Electrical Ltd
EP-2022-06236 | 2022-07-25 | 3309 WILLIAM STREET, Vancouver, BC V5K 2Z4 | Electrical Permit | Residential | Renovation | Completed | Installation / Repair - Residential - REMOVE BASEWMENT KITCHEN OUTLET CIRCUIT . RE: CF-2020-013165 Exterior and interior alterations to remove the rear addition and suite at this one family dwelling building on this site. | ENT Electric Ltd.
NULL | NULL | 3309 WILLIAM STREET, Vancouver, BC V5K 2Z4 | Electrical Permit | Residential | Renovation | Draft | Installation / Repair - Residential - Removing stove from basement and electrical parts associated. | NULL
EP-2023-04380 | 2023-05-23 | 377 W KENT AVENUE NORTH, Vancouver, BC | Electrical Permit | Commercial | Addition | Issued | Installation / Repair - Commercial - Install 6 Readers, NO MAGLOCKS Site Contact - Eric Vuong // evuong@pti.xyz // 6049709982 | Paladin Technologies Inc
EP-2023-10480 | 2023-12-06 | 377 W KENT AVENUE NORTH, Vancouver, BC | Electrical Permit | Commercial | New | Issued | Installation / Repair - Commercial - Supply and install underground conduit, bases, vaults, wiring and peripheral equipment, remove and replace breaker and upgrade existing panel. There are no structural or architectural.See Email in documents. | Bay Hill Contracting Ltd
EP-2023-09741 | 2023-10-27 | 605 W KENT AVENUE NORTH, Vancouver, BC V6P 6T7 | Electrical Permit | Commercial | NULL | Issued | Annual / Operating - Annual permit for maintenance of existing operating electrical equipment. -Renewal of: EP-2022-09360 -Valid: Nov. 5, 2023 - Nov. 4, 2024 | Blueline Electrical Services Ltd
EP-2022-09360 | 2022-11-04 | 605 W KENT AVENUE NORTH, Vancouver, BC V6P 6T7 | Electrical Permit | Commercial | NULL | Expired | Annual / Operating - Maintenance of existing operating electrical equipment. | Blueline Electrical Services Ltd
EP-2022-09361 | 2022-11-04 | 625 W KENT AVENUE NORTH, Vancouver, BC | Electrical Permit | Commercial | NULL | Expired | Annual / Operating - Maintenance of existing operating electrical equipment. | Blueline Electrical Services Ltd
EP-2023-09743 | 2023-10-27 | 625 W KENT AVENUE NORTH, Vancouver, BC | Electrical Permit | Commercial | NULL | Issued | Annual / Operating - Annual permit for maintenance of existing operating electrical equipment. -renewal of : EP-2022-09361 -valid Nov. 5, 2023 - Nov. 4, 2024 | Blueline Electrical Services Ltd
EP-2023-09745 | 2023-10-27 | 655 W KENT AVENUE NORTH, Vancouver, BC | Electrical Permit | Commercial | NULL | Issued | Annual / Operating - Annual permit for maintenance of existing operating electrical equipment. -renewal of: EP-2022-09362 -valid: Nov. 5, 2023 - Nov. 4, 2024 | Blueline Electrical Services Ltd
EP-2022-09362 | 2022-11-04 | 655 W KENT AVENUE NORTH, Vancouver, BC | Electrical Permit | Commercial | NULL | Expired | Annual / Operating - Maintenance of existing operating electrical equipment. | Blueline Electrical Services Ltd
EP-2023-04895 | 2023-06-02 | 655 W KENT AVENUE NORTH, Vancouver, BC | Electrical Permit | Commercial | Renovation | Completed | Installation / Repair - Commercial - Install dedicated 20A receptacles for lab freezers, install dedicated cct and pac pole at work bench. | Mott Electric General Partnership
EP-2022-03774 | 2022-05-09 | 655 W KENT AVENUE NORTH, Vancouver, BC | Electrical Permit | Commercial | Renovation | Completed | Installation / Repair - Commercial - Supply and install of low voltage controls for HVAC equipment; Mounting of VFD, controls wiring ; NO line voltage work | ESC Automation Inc
NULL | NULL | 4980 WALDEN STREET, Vancouver, BC V5W 2V7 | Electrical Permit | Commercial | New | Withdrawn | Installation / Repair - Commercial - extra low voltage | Graytek Solutions Ltd
GP-2023-02954 | 2023-10-10 | 5021 WALDEN STREET, Vancouver, BC V5W 2V6 | Gas Permit | Residential | Renovation | Issued | Residential - Replace Furnace Install concentric vent kit, install neutralizer & condensate pump that drain to sump | TSAWWASSEN AIR
PP-2022-02669 | 2022-08-02 | 5092 WALDEN STREET, Vancouver, BC V5W 2V7 | Plumbing Permit | Residential | New | Completed | Residential - Lawn irrigation | Yue Jin Qiu
GP-2022-01383 | 2022-05-05 | 5092 WALDEN STREET, Vancouver, BC V5W 2V7 | Gas Permit | Residential | New | Completed | Residential - Venting and hook up only | ORAY FIREPLACES LTD
SP-2022-00682 | 2022-05-05 | 5092 WALDEN STREET, Vancouver, BC V5W 2V7 | Sprinkler Permit | Residential | New | Completed | Residential - Install sprinklers in duplex >To construct a two-storey two-family dwelling ($704,725.00), with a detached accessory building (garage) at the rear providing 2 parking spaces, having vehicular access from the lane. Note: This is a 2 storey building pursuant to the Zoning and Development By-Law 1. A/C units proposed in the rear yard 2. Schedule B: MD. Shahidul Alam, P.Eng (604-653-7475) Structural & Geotechnical 3. HPO: Residential Builder - Aneek Development Ltd Address Note: FRONT UNIT 5092 Walden St - One Family Dwelling (west side of 1st-3rd floor) BACK UNIT 5094 Walden St - One Family Dwelling (east side of 1st-3rd floor) Address numbers assigned as per approved plans for Fire and Emergency response. The address numbers are to be posted to the building to be visible from the street and in accordance with the Building By-law prior to final inspection. ******THIS PERMIT HAS BEEN ISSUED UNDER THE REQUIREMENTS OF VBBL #12511 (2019)****** | Gold Key Fire Protection Ltd
EP-2022-03628 | 2022-05-04 | 5092 WALDEN STREET, Vancouver, BC V5W 2V7 | Electrical Permit | Residential | New | Completed | Installation / Repair - Residential - Tv,telephone ,alarm prewire and complete >BP: To construct a two-storey two-family dwelling ($704,725.00), with a detached accessory building (garage) at the rear providing 2 parking spaces, having vehicular access from the lane. Note: This Building Permit will remain in a suspended status until the associated (green) Demolition Permit BP-2021-04170 is completed. Note: This is a 2 storey building pursuant to the Zoning and Development By-Law 1. A/C units proposed in the rear yard 2. Schedule B: MD. Shahidul Alam, P.Eng (604-653-7475) Structural & Geotechnical 3. HPO: Residential Builder - Aneek Development Ltd Address Note: FRONT UNIT 5092 Walden St - One Family Dwelling (west side of 1st-3rd floor) BACK UNIT 5094 Walden St - One Family Dwelling (east side of 1st-3rd floor) Address numbers assigned as per approved plans for Fire and Emergency response. The address numbers are to be posted to the building to be visible from the street and in accordance with the Building By-law prior to final inspection. ******THIS PERMIT HAS BEEN ISSUED UNDER THE REQUIREMENTS OF VBBL #12511 (2019)****** | Tvisha Technologies Ltd
GP-2022-01349 | 2022-05-03 | 5092 WALDEN STREET, Vancouver, BC V5W 2V7 | Gas Permit | Residential | New | Completed | Residential - 5092 walden st. to install 1 boiler 1 fireplace 1 range fireplace piping only 5094 walden st. to install 1 boiler 1 fireplace 1 range 1 bbq fireplace piping only | Symbolistic Heating Ltd
EP-2022-03286 | 2022-04-27 | 5092 WALDEN STREET, Vancouver, BC V5W 2V7 | Electrical Permit | Residential | New | Completed | Installation / Repair - Residential - Rough wire and finishing of duplex with detached garage >BP: To construct a two-storey two-family dwelling ($704,725.00), with a detached accessory building (garage) at the rear providing 2 parking spaces, having vehicular access from the lane. Note: This Building Permit will remain in a suspended status until the associated (green) Demolition Permit BP-2021-04170 is completed. Note: This is a 2 storey building pursuant to the Zoning and Development By-Law 1. A/C units proposed in the rear yard 2. Schedule B: MD. Shahidul Alam, P.Eng (604-653-7475) Structural & Geotechnical 3. HPO: Residential Builder - Aneek Development Ltd Address Note: FRONT UNIT 5092 Walden St - One Family Dwelling (west side of 1st-3rd floor) BACK UNIT 5094 Walden St - One Family Dwelling (east side of 1st-3rd floor) Address numbers assigned as per approved plans for Fire and Emergency response. The address numbers are to be posted to the building to be visible from the street and in accordance with the Building By-law prior to final inspection. ******THIS PERMIT HAS BEEN ISSUED UNDER THE REQUIREMENTS OF VBBL #12511 (2019)****** | Hayat Electrical Ltd
NULL | NULL | 5092 WALDEN STREET, Vancouver, BC V5W 2V7 | Gas Permit | Residential | New | Draft | Residential - 5092 walden st to install 1 boiler 1 range 1 fireplace fireplace piping only 5094 walden st to install 1 boiler 1 range 1 fireplace 1 bbq fireplace piping only | Symbolistic Heating Ltd
NULL | NULL | 5092 WALDEN STREET, Vancouver, BC V5W 2V7 | Gas Permit | Residential | New | Draft | Residential - 5092 walden st to install 1 boiler 1 range 1 fireplace 5094 walden st to install 1 boiler 1 range 1 fireplace 1 bbq fireplace piping only | Symbolistic Heating Ltd
PP-2022-01142 | 2022-04-04 | 5092 WALDEN STREET, Vancouver, BC V5W 2V7 | Plumbing Permit | Residential | New | Completed | Residential - Installing new plumbing fixtures inside the duplex To construct a two-storey two-family dwelling , with a detached accessory building (garage) at the rear providing 2 parking spaces, having vehicular access from the lane. Note: This is a 2 storey building pursuant to the Zoning and Development By-Law 1. A/C units proposed in the rear yard 2. Schedule B: MD. Shahidul Alam, P.Eng (604-653-7475) Structural & Geotechnical 3. HPO: Residential Builder - Aneek Development Ltd | SUNSHINE PLUMBING LTD
PP-2022-00575 | 2022-02-18 | 5092 WALDEN STREET, Vancouver, BC V5W 2V7 | Plumbing Permit | Residential | New | Completed | Residential - 2FD - FRONT UNIT - 5092 WALDEN ST - WEST SIDE BACK UNIT - 5094 WALDEN ST - EAST SIDE SENTRY AND STORM CON WITH ONE SUMP To construct a two-storey two-family dwelling, with a detached accessory building (garage) at the rear providing 2 parking spaces, having vehicular access from the lane. Note: This is a 2 storey building pursuant to the Zoning and Development By-Law 1. A/C units proposed in the rear yard | AKAL DEMOLITION & EXCAVATING LTD
PP-2023-03468 | 2023-09-29 | 5093 WALDEN STREET, Vancouver, BC V5W 2V6 | Plumbing Permit | Residential | Tenant Improvement | Completed | Residential - Renewal of Drainage w/ Sump and Sewer Line | Kerrisdale Roofing & Drains Ltd
EP-2023-09974 | 2023-11-27 | 885 W GEORGIA STREET, Vancouver, BC V6C 3E8 | Electrical Permit | Commercial | Tenant Improvement | Issued | Installation / Repair - Commercial - Distribution, UPS, minor fire alarm, demo, minor lighting and controls Fire Alarm scope: addition of new smoke detectors to UPS and comms rooms, 1 new speaker to UPS room and modify existing graphics >BP: Interior alterations to provide improvement for this existing multi-level financial institution (HSBC) tenant on the lower level of this existing commercial building on site. Scope of work: Modify one partition wall, and upgrade emergency backup electrical system. TENANT: HSBC Letters of Assurance submitted: Schedule A and Architectural Schedule B by Paul Stevens, Architect, AIBC., 778.372.1111 Electrical Schedule B by Josh Tanner, P.Eng., 604.687.1821 Plumbing/Mechanical Schedule B by Sam Louie, P.Eng., 604.687.1821 Building Sprinklered – Separate sprinkler permit required for proposed sprinkler work. Energy checklist is currently no longer required with your Building Permit (BP) application. Some supporting documents are still required at BP stage, specifically Envelope and HVAC, if applicable. Service Water Heating and Lighting supporting documents, if applicable, must be submitted with your related trades permits (e.g. electrical and plumbing). | Action Electric Ltd
SP-2023-02108 | 2023-11-20 | 885 W GEORGIA STREET, Vancouver, BC V6C 3E8 | Sprinkler Permit | Commercial | Tenant Improvement | Issued | Commercial - SUITE #200 - Install preaction sprinkler system for new UPS room. >BP: #200 - lower level Interior alterations to provide improvement for this existing multi-level financial institution (HSBC) tenant on the lower level of this existing commercial building on site. Scope of work: Modify one partition wall, and upgrade emergency backup electrical system. *****This application does not include any of the following: 1. Not more than 20 sprinklers (add, relocate, or remove), 2. hydraulic calculations, 3. change in occupancy and /or hazard classification, 4. warehouse storage arrangements, 5. mobile compact storage arrangements, 6. alternative solutions, 7. changes to the sprinkler system supply piping (e.g. valves, mains, cross-mains, branch-lines, etc.), or 8. flexible sprinkler pipe. | Priority Fire Systems Ltd
EP-2023-11304 | 2023-12-21 | 885 W GEORGIA STREET, Vancouver, BC V6C 3E8 | Electrical Permit | Commercial | Renovation | Issued | Installation / Repair - Commercial - Low voltage HVAC wiring >BP: Interior alterations to provide improvement for this existing multi-level financial institution (HSBC) tenant on the lower level of this existing commercial building on site. Scope of work: Modify one partition wall, and upgrade emergency backup electrical system. TENANT: HSBC Letters of Assurance submitted: Schedule A and Architectural Schedule B by Paul Stevens, Architect, AIBC., 778.372.1111 Electrical Schedule B by Josh Tanner, P.Eng., 604.687.1821 Plumbing/Mechanical Schedule B by Sam Louie, P.Eng., 604.687.1821 Building Sprinklered – Separate sprinkler permit required for proposed sprinkler work. Energy checklist is currently no longer required with your Building Permit (BP) application. Some supporting documents are still required at BP stage, specifically Envelope and HVAC, if applicable. Service Water Heating and Lighting supporting documents, if applicable, must be submitted with your related trades permits (e.g. electrical and plumbing). | Control Solutions Ltd
EP-2024-00564 | 2024-01-29 | 885 W GEORGIA STREET, Vancouver, BC V6C 3E8 | Electrical Permit | Commercial | NULL | Issued | Annual / Operating - ANNUAL OPERATING & MAINTENANCE PERMIT Renewal: EP-2023-00449 Valid: January 15, 2024 to January 14, 2025 | Sasco Contractors Ltd
SP-2022-01268 | 2023-01-06 | 885 W GEORGIA STREET, Vancouver, BC V6C 3E8 | Sprinkler Permit | Commercial | Tenant Improvement | Completed | Commercial - For sprinkler system alterations to the 2019 VBBL and NFPA 13, 2013 for the tenant improvements to provide interior alterations for the first tenant improvements to this office shell space (Group D) on the entire 15th and 16th Floor of this existing commercial building on this site. Scope of work includes new interconnected stairs between the 15th and 16th storey. Related alternative solution: AL-2022-00057 (Two-Storey Interconnected Floor Space (Level 15 and Level 16). 1. This application does not include any of the following: • Warehouse storage arrangements, or mobile compact storage arrangements. • Changes to the sprinkler system supply piping (e.g. valves, mains, cross-mains, etc.). • Flexible sprinkler pipe. • Change in occupancy and/or hazard classification. Engineer of Record: Eric Cresswell 604-684-5995 ericcresswell@amegroup.ca | Priority Fire Systems Ltd
PP-2022-02599 | 2022-07-26 | 885 W GEORGIA STREET, Vancouver, BC V6C 3E8 | Plumbing Permit | Commercial | Tenant Improvement | Completed | Commercial - Demo and Install Fixtures on 15th and 16th Floor #1600 – 16th Floor (Full Floor) #1500 – 15th Floor (Full Floor) Scope of work is for SHELL only. Interior alterations to demolish all non-load bearing partition walls on the entire 15th floor and return to base building for future tenancy. Revising the public corridor / cross over floor on the 16th floor and cutting a hole in the slab to create an opening for the future interconnection of the floors. Existing FRR to be maintained. **Amend 11/18/2022** Please correct Building Permit to BP-2022-03297 **Amend 11/21/2022** Updated signed and sealed drawings | JQ Mechanical Corporation
EP-2022-06215 | 2022-08-11 | 885 W GEORGIA STREET, Vancouver, BC V6C 3E8 | Electrical Permit | Commercial | Tenant Improvement | Completed | Installation / Repair - Commercial - Electrical demolition of shell space -This work will entail the removal of existing over the floor raceways, wiremold raceways and base building lights. >BP: #1600 – 16th Floor (Full Floor) #1500 – 15th Floor (Full Floor) Scope of work is for SHELL only. Interior alterations to demolish all non-load bearing partition walls on the entire 15th floor and return to base building for future tenancy. Revising the public corridor / cross over floor on the 16th floor and cutting a hole in the slab to create an opening for the future interconnection of the floors. Existing FRR to be maintained. OK, for BP only, as per N. Macpherson April 19, 2022. Schedule A, Schedule B (Architectural) Paul DaCunha, AIBC (416.234.9324) Schedule B (Electrical), Roger Dupuis, P.Eng. (604-569-6500), Schedule B (Mechanical, Plumbing), Eric Cresswell, P.Eng. (604.684.5995) submitted for this project. Building Review Notes: 1. This permit has been reviewed under the requirements of the VBBL #12511 (2019) 2. This permit for SHELL only. Separate permit required for the tenant fit-out to the shell office space. 3. Separate Sprinkler permit required for any proposed sprinkler work. 4. Separate T.I permit to address the interconnection of the storeys and Part 11 upgrade triggers. | Sasco Contractors Ltd
EP-2022-07821 | 2022-11-15 | 885 W GEORGIA STREET, Vancouver, BC V6C 3E8 | Electrical Permit | Commercial | Tenant Improvement | Completed | Installation / Repair - Commercial - Provide new fire alarm strobes c/w new strobe circuits and new booster panels. >BP: 3rd Floor (HSBC) Interior alterations for this existing full floor tenant to provide improvements and layout changes in this existing commercial building on this site Scope of work: Remove and construct partition walls, doors and lighting, new staff lunch room, finishes, millwork, electrical, plumbing, mechanical and sprinkler work. | Action Electric Ltd
SP-2022-01379 | 2022-08-26 | 885 W GEORGIA STREET, Vancouver, BC V6C 3E8 | Sprinkler Permit | Commercial | Tenant Improvement | Completed | Commercial - ADD 6 NEW SPRINKLER HEADS FOR 15TH AND 16TH FLOOR 15TH FLOOR - 2 NEW SPRINKLER HEADS 16TH FLOOR - 4 NEW SPRINKLER HEADS >BP: #1600 – 16th Floor (Full Floor) #1500 – 15th Floor (Full Floor) Scope of work is for SHELL only. Interior alterations to demolish all non-load bearing partition walls on the entire 15th floor and return to base building for future tenancy. Revising the public corridor / cross over floor on the 16th floor and cutting a hole in the slab to create an opening for the future interconnection of the floors. Existing FRR to be maintained. *****This application does not include any of the following: 1. Not more than 20 sprinklers (add, relocate, or remove), 2. hydraulic calculations, 3. change in occupancy and /or hazard classification, 4. warehouse storage arrangements, 5. mobile compact storage arrangements, 6. alternative solutions, 7. changes to the sprinkler system supply piping (e.g. valves, mains, cross-mains, branch-lines, etc.), or 8. flexible sprinkler pipe. | Priority Fire Systems Ltd
EP-2022-09202 | 2022-10-28 | 885 W GEORGIA STREET, Vancouver, BC V6C 3E8 | Electrical Permit | Commercial | Tenant Improvement | Completed | Installation / Repair - Commercial - Electrical tenant improvement work including: branch wiring, lighting, lighting controls, raceways, HVAC mechanical connections >BP: #1500 – 15th and 16th (Full Floor) - interconnecting stairs Interior alterations to provide first tenant improvements to this office shell space (Group D) on the entire 15th and 16th Floor of this existing commercial building on this site. Scope of work includes new interconnected stairs between the 15th and 16th storey. This project is considered a major renovation and upgrade mechanism triggers F2, S2, N3, A3 and E4 apply to this project. OK, for BP only, as per W.Wong June 14th, 2022. Schedule A, Schedule B (Architectural) Paul DaCunha, AIBC (416.234.9324) Schedule B (Structural), Margaret Hanway, P.Eng. (604.7.8.0048) Schedule B (Electrical), Roger Dupuis, P.Eng. (604-569-6500), Schedule B (Mechanical, Plumbing), Eric Cresswell, P.Eng. (604.684.5995) submitted for this project. Building Review Notes: 1. This permit has been reviewed under the requirements of the VBBL #12511 (2019) 2. SP-2022-01268 3. AL-2022-00057 (Two-Storey Interconnected Floor Space (Level 15 and Level 16) 4. Universal washrooms provided at the entrance storey of the building as per BP-2019-02207 5. Letter of Professional judgement accepted by Manager, Building Policy - K.Lau on October 28th, 2022. Amend: Nov 17, 2022 link BP-2022-03297 to this EP. Amend: Nov 21, 2022 add revision of Fire Alarm Speakers to the scope of work. | Sasco Contractors Ltd
PP-2022-04298 | 2022-11-30 | 885 W GEORGIA STREET, Vancouver, BC V6C 3E8 | Plumbing Permit | Commercial | Renovation | Completed | Commercial - Installation of a DCVA backflow preventer on connection to water filter | Vancouver Backflow Testing Ltd
EP-2022-10512 | 2022-12-13 | 885 W GEORGIA STREET, Vancouver, BC V6C 3E8 | Electrical Permit | Commercial | Renovation | Completed | Installation / Repair - Commercial - tenant improvement -Low voltage HVAC wiring >BP: #1500 – 15th and 16th (Full Floor) - interconnecting stairs Interior alterations to provide first tenant improvements to this office shell space (Group D) on the entire 15th and 16th Floor of this existing commercial building on this site. Scope of work includes new interconnected stairs between the 15th and 16th storey. This project is considered a major renovation and upgrade mechanism triggers F2, S2, N3, A3 and E4 apply to this project. OK, for BP only, as per W.Wong June 14th, 2022. Schedule A, Schedule B (Architectural) Paul DaCunha, AIBC (416.234.9324) Schedule B (Structural), Margaret Hanway, P.Eng. (604.7.8.0048) Schedule B (Electrical), Roger Dupuis, P.Eng. (604-569-6500), Schedule B (Mechanical, Plumbing), Eric Cresswell, P.Eng. (604.684.5995) submitted for this project. Building Review Notes: 1. This permit has been reviewed under the requirements of the VBBL #12511 (2019) 2. SP-2022-01268 3. AL-2022-00057 (Two-Storey Interconnected Floor Space (Level 15 and Level 16) 4. Universal washrooms provided at the entrance storey of the building as per BP-2019-02207 5. Letter of Professional judgement accepted by Manager, Building Policy - K.Lau on October 28th, 2022. | Control Solutions Ltd
EP-2023-00449 | 2023-01-19 | 885 W GEORGIA STREET, Vancouver, BC V6C 3E8 | Electrical Permit | Commercial | NULL | Expired | Annual / Operating - ANNUAL OPERATING & MAINTENANCE PERMIT Renewal: EP-2022-00108 Valid: January 15, 2023 to January 14, 2024 | Sasco Contractors Ltd
EP-2023-01753 | 2023-03-02 | 885 W GEORGIA STREET, Vancouver, BC V6C 3E8 | Electrical Permit | Commercial | New | Completed | Installation / Repair - Commercial - Installation of low voltage sound masking equipment and cables >BP: #1500 – 15th and 16th (Full Floor) - interconnecting stairs Interior alterations to provide first tenant improvements to this office shell space (Group D) on the entire 15th and 16th Floor of this existing commercial building on this site. Scope of work includes new interconnected stairs between the 15th and 16th storey. This project is considered a major renovation and upgrade mechanism triggers F2, S2, N3, A3 and E4 apply to this project. OK, for BP only, as per W.Wong June 14th, 2022. Schedule A, Schedule B (Architectural) Paul DaCunha, AIBC (416.234.9324) Schedule B (Structural), Margaret Hanway, P.Eng. (604.7.8.0048) Schedule B (Electrical), Roger Dupuis, P.Eng. (604-569-6500), Schedule B (Mechanical, Plumbing), Eric Cresswell, P.Eng. (604.684.5995) submitted for this project. Building Review Notes: 1. This permit has been reviewed under the requirements of the VBBL #12511 (2019) 2. SP-2022-01268 3. AL-2022-00057 (Two-Storey Interconnected Floor Space (Level 15 and Level 16) 4. Universal washrooms provided at the entrance storey of the building as per BP-2019-02207 5. Letter of Professional judgement accepted by Manager, Building Policy - K.Lau on October 28th, 2022. | BTM Marketing Group Ltd
EP-2023-02069 | 2023-03-10 | 885 W GEORGIA STREET, Vancouver, BC V6C 3E8 | Electrical Permit | Commercial | Renovation | Completed | Installation / Repair - Commercial - Extra Low Voltage security system – seven card reader doors installation on floors 15th and 16th. >BP: Scope of work is for SHELL only. Interior alterations to demolish all non-load bearing partition walls on the entire 15th floor and return to base building for future tenancy. Revising the public corridor / cross over floor on the 16th floor and cutting a hole in the slab to create an opening for the future interconnection of the floors. Existing FRR to be maintained. OK, for BP only, as per N. Macpherson April 19, 2022. Schedule A, Schedule B (Architectural) Paul DaCunha, AIBC (416.234.9324) Schedule B (Electrical), Roger Dupuis, P.Eng. (604-569-6500), Schedule B (Mechanical, Plumbing), Eric Cresswell, P.Eng. (604.684.5995) submitted for this project. Building Review Notes: 1. This permit has been reviewed under the requirements of the VBBL #12511 (2019) 2. This permit for SHELL only. Separate permit required for the tenant fit-out to the shell office space. 3. Separate Sprinkler permit required for any proposed sprinkler work. 4. Separate T.I permit to address the interconnection of the storeys and Part 11 upgrade triggers. | Tyco Integrated Fire & Security Canada Inc/Tyco Feu Et Securite Integres Canada Inc
EP-2023-01283 | 2023-02-15 | 885 W GEORGIA STREET, Vancouver, BC V6C 3E8 | Electrical Permit | Commercial | Renovation | Completed | Installation / Repair - Commercial - Installation of data cabling throughout 15th and 16th floor >BP: #1500 – 15th and 16th (Full Floor) - interconnecting stairs Interior alterations to provide first tenant improvements to this office shell space (Group D) on the entire 15th and 16th Floor of this existing commercial building on this site. Scope of work includes new interconnected stairs between the 15th and 16th storey. This project is considered a major renovation and upgrade mechanism triggers F2, S2, N3, A3 and E4 apply to this project. OK, for BP only, as per W.Wong June 14th, 2022. Schedule A, Schedule B (Architectural) Paul DaCunha, AIBC (416.234.9324) Schedule B (Structural), Margaret Hanway, P.Eng. (604.7.8.0048) Schedule B (Electrical), Roger Dupuis, P.Eng. (604-569-6500), Schedule B (Mechanical, Plumbing), Eric Cresswell, P.Eng. (604.684.5995) submitted for this project. Building Review Notes: 1. This permit has been reviewed under the requirements of the VBBL #12511 (2019) 2. SP-2022-01268 3. AL-2022-00057 (Two-Storey Interconnected Floor Space (Level 15 and Level 16) 4. Universal washrooms provided at the entrance storey of the building as per BP-2019-02207 5. Letter of Professional judgement accepted by Manager, Building Policy - K.Lau on October 28th, 2022. | Plan Group Inc
EP-2023-01307 | 2023-02-16 | 885 W GEORGIA STREET, Vancouver, BC V6C 3E8 | Electrical Permit | Commercial | Tenant Improvement | Completed | Installation / Repair - Commercial - Installation of lighting, lighting control and EXIT signs >BP: Interior alterations to add strobes for additional visual notification to the concourse, ground and 3rd storeys of this existing bank in this existing mixed-use commercial high-rise building. | Action Electric Ltd
SP-2021-01792 | 2022-01-10 | 885 W GEORGIA STREET, Vancouver, BC V6C 3E8 | Sprinkler Permit | Commercial | Tenant Improvement | Completed | Commercial - #600 - 6th full Floor Sprinkler alterations to provide improvements for this existing full floor office tenant on the 6th floor (#600) of this existing commercial building on this site. | Viking Fire Protection Inc
SP-2021-01798 | 2022-01-07 | 885 W GEORGIA STREET, Vancouver, BC V6C 3E8 | Sprinkler Permit | Commercial | Tenant Improvement | Completed | Commercial - 3rd Floor (HSBC) Sprinkler alterations for this existing full floor tenant to provide improvements and layout changes in this existing commercial building on this site | Priority Fire Systems Ltd
SP-2022-00184 | 2022-03-21 | 885 W GEORGIA STREET, Vancouver, BC V6C 3E8 | Sprinkler Permit | Commercial | Tenant Improvement | Completed | Commercial - For sprinkler system alterations to the 2019 VBBL and NFPA 13, 2013 for the tenant improvements to provide interior alterations to provide improvements to the 16th floor common elevator lobby, corridors & washrooms in this existing commercial building. Scope of work: new finishes for elevator lobby, & corridors. Refresh/reconfigure existing washrooms for gender neutral washrooms. The remainder of the 16th floor remains as shell space. This application does not include any of the following: • Warehouse storage arrangements, or mobile compact storage arrangements. • Changes to the sprinkler system supply piping (e.g. valves, mains, cross-mains, etc.). • Flexible sprinkler pipe. • Information Technology Equipment Rooms (e.g. IT Rooms, LAN Rooms, etc.). • New alternative solutions and/or modifications to existing alternative solutions. • Change in occupancy and/or hazard classification. Notes: 1. Fire Suppression System Engineer of Record Mr Ahmet Ozata P.Eng. of AME Group. T: 6046845995. E: ahmetozata@amegroup.ca 2. One set of approved drawings and permit to be available for viewing at the jobsite. 3. Per March 4, 2022 email correspondence from PFS, "The wood ceilings and bulkheads are below new drywall ceiling and existing T-Bar ceiling. No combustible concealed space will be created." | Priority Fire Systems Ltd
EP-2022-00698 | 2022-02-01 | 885 W GEORGIA STREET, Vancouver, BC V6C 3E8 | Electrical Permit | Commercial | Renovation | Completed | Installation / Repair - Commercial - Demolition, install of new lighting and lighting control, branch wiring and devices in lobby and washrooms >BP: 16th floor elevator lobby, corridors & washrooms. Interior alterations to provide improvements to the 16th floor common elevator lobby, corridors & washrooms in this existing commercial building. Scope of work: new finishes for elevator lobby, & corridors. Refresh/reconfigure existing washrooms for gender neutral washrooms. The remainder of the 16th floor remains as shell space. * Boma Best Building. No energy upgrade required. * Separate permit(s) required for future improvements to the tenant spaces. OK for Field Review per K.Vogt. Letters of Assurance submitted: Schedule A by Danielle Lawson; Architect, AIBC. Ph#604-754-5509. Architectural Schedule B by Danielle Lawson; Architect, AIBC. Ph#604-754-5509. Electrical Schedule B by Christopher Fontaine, P.Eng. Ph#604-569-6500 Mechanical/Plumbing Schedule B by Eric Cresswell, P. Eng. Ph#604-604-684-5995. | Western Pacific Enterprises Ltd
PP-2022-00140 | 2022-01-18 | 885 W GEORGIA STREET, Vancouver, BC V6C 3E8 | Plumbing Permit | Commercial | Tenant Improvement | Completed | Commercial - SUITE #2150 - Installing new water chiller, water filter, and water dispenser in existing kitchen. #2150 - 21st floor (full floor tenant) Interior alterations to provide tenant improvements to east side of the 21st floor (#2150) for this existing office tenant in this existing commercial use building. Scope of work: remove/construct partition walls, millwork, finishes, ceiling work, HVAC, lighting, electrical, plumbing, mechanical and sprinkler work. | Fred Welsh Ltd
EP-2022-00427 | 2022-02-25 | 885 W GEORGIA STREET, Vancouver, BC V6C 3E8 | Electrical Permit | Commercial | Renovation | Completed | Installation / Repair - Commercial - Data/tel wiring #200 Interior alterations to provide improvements to this existing office unit #200 on the second floor of this commercial building on this site. Scope of work includes reconfiguring the internal partition walls and a new condensing unit in the parkade level. | BKS Cablecom Systems Ltd
EP-2022-00423 | 2022-01-21 | 885 W GEORGIA STREET, Vancouver, BC V6C 3E8 | Electrical Permit | Commercial | Addition | Completed | Installation / Repair - Commercial - Installation of security access control system & additions / relocations to existing security CCTV system >BP: Interior alterations to provide improvements for this existing full floor office tenant on the 6th floor (#600) of this existing commercial building on this site. Scope of work: demo/construct new partition walls, doors, millwork, finishes for new layout. Electrical, plumbing, sprinklers to suit. ok for filed review as per Rosa Astorino - September 16, 2021 * Boma best building | Chubb Fire & Security Canada Corp
EP-2022-00424 | 2022-01-21 | 885 W GEORGIA STREET, Vancouver, BC V6C 3E8 | Electrical Permit | Commercial | Addition | Completed | Installation / Repair - Commercial - Installation of security access control system & additions / relocations to existing security CCTV system >BP: Interior alterations for this existing full floor tenant to provide improvements and layout changes in this existing commercial building on this site Scope of work: Remove and construct partition walls, doors and lighting, new staff lunch room, finishes, millwork, electrical, plumbing, mechanical and sprinkler work. OK for field review as per R. Astorino September 7, 2021 Tenant: HSBC Bank Canada Energy Upgrade: L2 - Lighting - Upgrade to Incorporate Automatic Lighting Shutoff (per 9.4.1.1 of Ashrae 90.1-2016 Note: Energy checklist is currently no longer required with your Building Permit (BP) application. Some supporting documents are still required at BP stage, specifically Envelope and HVAC, if applicable. Service Water Heating and Lighting supporting documents, if applicable, must be submitted with your related trades permits (e.g. electrical and plumbing). All energy upgrades will be checked during inspections stage. It is the applicant’s responsibility to identify and note all required upgrades including energy upgrades on their BP drawings at BP stage. Letters of Assurance Rec'd: Schedule A & Schedule B Architectural submitted per Paul Stevens, 778-372-1111 Schedule B Mechanical & Plumbing submitted per Sam Louie, 604-687-1821 Schedule B Electrical submitted per Josh Tanner, 604-687-1821 | Chubb Fire & Security Canada Corp
EP-2022-00425 | 2022-01-21 | 885 W GEORGIA STREET, Vancouver, BC V6C 3E8 | Electrical Permit | Commercial | Addition | Completed | Installation / Repair - Commercial - Installation of security access control system & additions / relocations to existing security CCTV system >BP: Interior alterations to provide improvements to this existing office unit #200 on the second floor of this commercial building on this site. Scope of work includes reconfiguring the internal partition walls and a new condensing unit in the parkade level. OK for Field Review per W.Wong, September 10, 2021 Notes: - This building is sprinklered. A separate permit is required for this work. - Energy Upgrade: E2 - Lighting - Upgrade to incorporate Automatic Full OFF (per 9.4.1.1.(h) of ASHRAE 90.1-2016) - Schedule A, Paul Stevens, 778-372-1111 - Schedule B, Architectural, Paul Stevens, Architect, 778-372-1111 - Schedule B, Mechanical/Plumbing, Sam Louie, P.Eng, 604-687-1821 - Schedule B, Electrical, Josh Tanner, P.Eng, 604-687-1821 | Chubb Fire & Security Canada Corp
EP-2022-00429 | 2022-02-25 | 885 W GEORGIA STREET, Vancouver, BC V6C 3E8 | Electrical Permit | Commercial | Renovation | Completed | Installation / Repair - Commercial - Data/tel wiring 3rd Floor (HSBC) Interior alterations for this existing full floor tenant to provide improvements and layout changes in this existing commercial building on this site Scope of work: Remove and construct partition walls, doors and lighting, new staff lunch room, finishes, millwork, electrical, plumbing, mechanical and sprinkler work. Tenant: HSBC Bank Canada | BKS Cablecom Systems Ltd
EP-2022-00430 | 2022-02-25 | 885 W GEORGIA STREET, Vancouver, BC V6C 3E8 | Electrical Permit | Commercial | Renovation | Completed | Installation / Repair - Commercial - Data/tel wiring #600 - 6th full Floor Interior alterations to provide improvements for this existing full floor office tenant on the 6th floor (#600) of this existing commercial building on this site. Scope of work: demo/construct new partition walls, doors, millwork, finishes for new layout. Electrical, plumbing, sprinklers to suit. | BKS Cablecom Systems Ltd
EP-2022-00158 | 2022-01-21 | 885 W GEORGIA STREET, Vancouver, BC V6C 3E8 | Electrical Permit | Commercial | Tenant Improvement | Completed | Installation / Repair - Commercial - Office space Tenant Improvement - Demolition as required, Lighting fixture install & relocates, Lightings Controls, Branch wiring receptacle install, class-2 wiring communication/data install & mechanical connections for exhaust fans. >BP: #2150 - 21st floor (full floor tenant) Interior alterations to provide tenant improvements to east side of the 21st floor (#2150) for this existing office tenant in this existing commercial use building. Scope of work: remove/construct partition walls, millwork, finishes, ceiling work, HVAC, lighting, electrical, plumbing, mechanical and sprinkler work. TENANT: Scougall Management (1987) Limited | Sasco Contractors Ltd
EP-2022-00108 | 2022-01-11 | 885 W GEORGIA STREET, Vancouver, BC V6C 3E8 | Electrical Permit | Commercial | NULL | Expired | Annual / Operating - ANNUAL/OPERATING & MAINTENANCE PERMIT Renewal: EP-2021-00216 Effective: January 15, 2022 - January 14, 2023 | Sasco Contractors Ltd
SP-2022-00015 | 2022-01-19 | 885 W GEORGIA STREET, Vancouver, BC V6C 3E8 | Sprinkler Permit | Commercial | Tenant Improvement | Completed | Commercial - 13 RELOCATE SPRINKLER HEADS >BP: #2150 - 21st floor (full floor tenant) Interior alterations to provide tenant improvements to east side of the 21st floor (#2150) for this existing office tenant in this existing commercial use building. Scope of work: remove/construct partition walls, millwork, finishes, ceiling work, HVAC, lighting, electrical, plumbing, mechanical and sprinkler work. TENANT: Scougall Management (1987) Limited Letters of Assurance submitted by: Schedule A and Architectural Schedule B, Douglas G. Gifford, B.A., B.Arch (Hons.), Architect AIBC, ph: 604-632-3350 Mechanical and Plumbing Schedule B, Zhe Jia (Jack) Zhang, P.Eng., ph: 604-632-3350 Electrical Schedule B, Lei Huang, P.Eng., ph: 604-632-3350 Building Sprinklered – Separate sprinkler permit required for proposed sprinkler work. OK For Field Review per K. Vogt - Nov 23/21 E2 - Lighting - Upgrade to Local Control (per 9.4.1.1 (a) of ASHRAE 90.1-2016) Energy checklist is currently no longer required with your Building Permit (BP) application. Some supporting documents are still required at BP stage, specifically Envelope and HVAC, if applicable. Service Water Heating and Lighting supporting documents, if applicable, must be submitted with your related trades permits (e.g. electrical and plumbing). All energy upgrades will be checked during inspections stage. It is the applicant's responsibility to identify and note all required upgrades including energy upgrades on their BP drawings at BP stage. | Priority Fire Systems Ltd
EP-2022-02785 | 2022-04-06 | 885 W GEORGIA STREET, Vancouver, BC V6C 3E8 | Electrical Permit | Commercial | Tenant Improvement | Completed | Installation / Repair - Commercial - Provide and install relays and dimming controllers into the existing Lighting Control Panel. Existing control panel has room for expansion and Additional controls to fit within and to accommodate HSBC tenant improvement - Conducted by others. >BP: 3rd Floor (HSBC) Interior alterations for this existing full floor tenant to provide improvements and layout changes in this existing commercial building on this site Scope of work: Remove and construct partition walls, doors and lighting, new staff lunch room, finishes, millwork, electrical, plumbing, mechanical and sprinkler work. OK for field review as per R. Astorino September 7, 2021 Tenant: HSBC Bank Canada Energy Upgrade: L2 - Lighting - Upgrade to Incorporate Automatic Lighting Shutoff (per 9.4.1.1 of Ashrae 90.1-2016 Note: Energy checklist is currently no longer required with your Building Permit (BP) application. Some supporting documents are still required at BP stage, specifically Envelope and HVAC, if applicable. Service Water Heating and Lighting supporting documents, if applicable, must be submitted with your related trades permits (e.g. electrical and plumbing). All energy upgrades will be checked during inspections stage. It is the applicant’s responsibility to identify and note all required upgrades including energy upgrades on their BP drawings at BP stage. Letters of Assurance Rec'd: Schedule A & Schedule B Architectural submitted per Paul Stevens, 778-372-1111 Schedule B Mechanical & Plumbing submitted per Sam Louie, 604-687-1821 Schedule B Electrical submitted per Josh Tanner, 604-687-1821 | Sasco Contractors Ltd
EP-2022-01627 | 2022-03-03 | 885 W GEORGIA STREET, Vancouver, BC V6C 3E8 | Electrical Permit | Commercial | Renovation | Completed | Installation / Repair - Commercial - Low Voltage Wiring for AV Rooms-NO mag locks >BP: Interior alterations to provide improvements to this existing office unit #200 on the second floor of this commercial building on this site. Scope of work includes reconfiguring the internal partition walls and a new condensing unit in the parkade level. OK for Field Review per W.Wong, September 10, 2021 Notes: - This building is sprinklered. A separate permit is required for this work. - Energy Upgrade: E2 - Lighting - Upgrade to incorporate Automatic Full OFF (per 9.4.1.1.(h) of ASHRAE 90.1-2016) - Schedule A, Paul Stevens, 778-372-1111 - Schedule B, Architectural, Paul Stevens, Architect, 778-372-1111 - Schedule B, Mechanical/Plumbing, Sam Louie, P.Eng, 604-687-1821 - Schedule B, Electrical, Josh Tanner, P.Eng, 604-687-1821 | Paladin Technologies Inc
EP-2022-01705 | 2022-03-03 | 885 W GEORGIA STREET, Vancouver, BC V6C 3E8 | Electrical Permit | Commercial | Renovation | Completed | Installation / Repair - Commercial - Low Voltage Wiring for AV Rooms-3rd floor -No mag locks >BP: 3rd Floor (HSBC) Interior alterations for this existing full floor tenant to provide improvements and layout changes in this existing commercial building on this site Scope of work: Remove and construct partition walls, doors and lighting, new staff lunch room, finishes, millwork, electrical, plumbing, mechanical and sprinkler work. OK for field review as per R. Astorino September 7, 2021 Tenant: HSBC Bank Canada Energy Upgrade: L2 - Lighting - Upgrade to Incorporate Automatic Lighting Shutoff (per 9.4.1.1 of Ashrae 90.1-2016 Note: Energy checklist is currently no longer required with your Building Permit (BP) application. Some supporting documents are still required at BP stage, specifically Envelope and HVAC, if applicable. Service Water Heating and Lighting supporting documents, if applicable, must be submitted with your related trades permits (e.g. electrical and plumbing). All energy upgrades will be checked during inspections stage. It is the applicant’s responsibility to identify and note all required upgrades including energy upgrades on their BP drawings at BP stage. Letters of Assurance Rec'd: Schedule A & Schedule B Architectural submitted per Paul Stevens, 778-372-1111 Schedule B Mechanical & Plumbing submitted per Sam Louie, 604-687-1821 Schedule B Electrical submitted per Josh Tanner, 604-687-1821 | Paladin Technologies Inc
EP-2022-01704 | 2022-03-03 | 885 W GEORGIA STREET, Vancouver, BC V6C 3E8 | Electrical Permit | Commercial | Renovation | Completed | Installation / Repair - Commercial - Low Voltage Wiring for AV Rooms-6th floor-No mag locks >BP: Interior alterations to provide improvements for this existing full floor office tenant on the 6th floor (#600) of this existing commercial building on this site. Scope of work: demo/construct new partition walls, doors, millwork, finishes for new layout. Electrical, plumbing, sprinklers to suit. ok for filed review as per Rosa Astorino - September 16, 2021 * Boma best building | Paladin Technologies Inc
PP-2022-00760 | 2022-03-04 | 885 W GEORGIA STREET, Vancouver, BC V6C 3E8 | Plumbing Permit | Commercial | Renovation | Completed | Commercial - LEVEL 16 - 16TH FLOOR Convert mens and womens washrooms on the 16th floor to gender neutral 16th floor elevator lobby, corridors & washrooms. Interior alterations to provide improvements to the 16th floor common elevator lobby, corridors & washrooms in this existing commercial building. Scope of work: new finishes for elevator lobby, & corridors. Refresh/reconfigure existing washrooms for gender neutral washrooms. The remainder of the 16th floor remains as shell space. * Boma Best Building. No energy upgrade required. * Separate permit(s) required for future improvements to the tenant spaces. | Meridian West Mechanical Ltd
EP-2022-01938 | 2022-03-10 | 885 W GEORGIA STREET, Vancouver, BC V6C 3E8 | Electrical Permit | Commercial | Tenant Improvement | Completed | Installation / Repair - Commercial - Lighting control panel installation - this work is associated to BP-2021-04761 and EP-2021-08081. Canem Electric is doing the field work - EP-2021-08081 and Sasco is doing the electrical permit only under this application. Control panel and tie- ins >Sasco is working alongside another electrical contractor - Canem. We have some overlap & are working on the same project with different scopes. Sasco is looking to have an Electrical Permit for our scope only. Sasco's scope for this permit application is for the Supply and Install a Lighting Relay Panel in the Electrical Riser. Install & terminate branch wiring. Canem Electric's scope is the Tenant improvement (field-work ) and is installing the light-fixtures, switches, receptacles etc. under their permit EP-2021-08081. which Sasco is not involved in. We have some overlap with Canem, which is why we referenced their permit number. Sasco has the base-building contract for Riser work. And will be only providing the electrical riser portion only. NOTE: PLEASE SEE SPECIFIC LOCATION FOR BP SCOPE OF WORK | Sasco Contractors Ltd
SP-2022-00659 | 2022-05-03 | 885 W GEORGIA STREET, Vancouver, BC V6C 3E8 | Sprinkler Permit | Commercial | Tenant Improvement | Completed | Commercial - #1100 - 11th floor Interior alterations to expand #1100 into #1110 (retaining #1100) and to provide improvements for the existing office tenant on the 11th floor in this existing commercial building on this site. Scope of work: remove a portion of the demising wall to expand #1100 into #1110, remove/construct partition walls, doors, glazing, finishes, ceiling work, lighting, electrical, plumbing and sprinkler work. TENANT: 885 Professional Management Limited Partnership *****This application does not include any of the following: 1. Not more than 20 sprinklers (add, relocate, or remove), 2. hydraulic calculations, 3. change in occupancy and /or hazard classification, 4. warehouse storage arrangements, 5. mobile compact storage arrangements, 6. alternative solutions, 7. changes to the sprinkler system supply piping (e.g. valves, mains, cross-mains, branch-lines, etc.), or 8. flexible sprinkler pipe | Priority Fire Systems Ltd
EP-2022-03591 | 2022-05-04 | 885 W GEORGIA STREET, Vancouver, BC V6C 3E8 | Electrical Permit | Commercial | Tenant Improvement | Completed | Installation / Repair - Commercial - Tennant Improvement: Lighting, Power, Mechanical >BP: Interior alterations to expand #1100 into #1110 (retaining #1100) and to provide improvements for the existing office tenant on the 11th floor in this existing commercial building on this site. Scope of work: remove a portion of the demising wall to expand #1100 into #1110, remove/construct partition walls, doors, glazing, finishes, ceiling work, lighting, electrical, plumbing and sprinkler work. TENANT: 885 Professional Management Limited Partnership Letters of Assurance submitted by: Schedule A, Mr. Kai Chen, Architect, ph: 604-687-1800 Mechanical and Plumbing Schedule B, Ms. Abby Yuen, P.Eng., ph: 604-687-1800 Electrical Schedule B, Mr. Michael O'Keefe, P.Eng., ph: 604-687-1800 Building Sprinklered - Separate sprinkler permit required for proposed sprinkler work. OK for Field Review per K. Vogt March 10, 2022 E2 - Lighting - Upgrade to Local Control (per 9.4.1.1 (a) of ASHRAE 90.1-2016 Energy checklist is currently no longer required with your Building Permit (BP) application. Some supporting documents are still required at BP stage, specifically Envelope and HVAC, if applicable. Service Water Heating and Lighting supporting documents, if applicable, must be submitted with your related trades permits (e.g. electrical and plumbing). All energy upgrades will be checked during inspections stage. It is the applicant’s responsibility to identify and note all required upgrades including energy upgrades on their BP drawings at BP stage. | Sasco Contractors Ltd
SP-2022-00717 | 2022-05-09 | 885 W GEORGIA STREET, Vancouver, BC V6C 3E8 | Sprinkler Permit | Commercial | Tenant Improvement | Completed | Commercial - RELOCATE 3 SPRINKLER HEADS #2000 - 20th floor Interior alterations for a new office tenant on the 20th floor (#2000) for layout changes in this existing commercial building on this site. Scope of work: remove/construct select partition walls, doors, finishes, millwork, lighting, electrical and sprinkler work. TENANT: Namdo Management Services Ltd. *****This application does not include any of the following: 1. Not more than 20 sprinklers (add, relocate, or remove), 2. hydraulic calculations, 3. change in occupancy and /or hazard classification, 4. warehouse storage arrangements, 5. mobile compact storage arrangements, 6. alternative solutions, 7. changes to the sprinkler system supply piping (e.g. valves, mains, cross-mains, branch-lines, etc.), or 8. flexible sprinkler pipe. | Priority Fire Systems Ltd
NULL | NULL | 885 W GEORGIA STREET, Vancouver, BC V6C 3E8 | Electrical Permit | Commercial | Addition | Draft | Installation / Repair - Commercial - Extra Low voltage security system: 2 card reader doors add-on to Base Building LENEL access systems. Readers are being installed on Main Entry 21st floor and Stairwell Exit 22nd Floor. | Tyco Integrated Fire & Security Canada Inc/Tyco Feu Et Securite Integres Canada Inc
EP-2022-04038 | 2022-05-19 | 885 W GEORGIA STREET, Vancouver, BC V6C 3E8 | Electrical Permit | Commercial | Tenant Improvement | Completed | Installation / Repair - Commercial - Small office renovation. Taking two office and creating a boardroom. Re-jig existing outlets to new locations, remove old fluorescent lighting and installing new LED pot lights, LED puck lights and LED strip lighting. Work localized in the office no work in hallways or common areas. -No change to panel or service >#2000 - 20th floor Interior alterations for a new office tenant on the 20th floor (#2000) for layout changes in this existing commercial building on this site. Scope of work: remove/construct select partition walls, doors, finishes, millwork, lighting, electrical and sprinkler work. TENANT: Namdo Management Services Ltd. | F & S Electrical Ltd
NULL | NULL | 885 W GEORGIA STREET, Vancouver, BC V6C 3E8 | Plumbing Permit | Commercial | Tenant Improvement | Withdrawn | Commercial - Remove existing 6 gal. water heater and sink. Install new 6 gal. water heater (w/ leak detection system), water chiller, filter, DCVA and sink. Upsize DCW from 1/2" to 3/4". | Ainsworth Inc
PP-2022-01902 | NULL | 885 W GEORGIA STREET, Vancouver, BC V6C 3E8 | Plumbing Permit | Commercial | Tenant Improvement | Withdrawn | Commercial - Commercial - Remove existing 6 gal. water heater and sink. Install new 6 gal. water heater (w/ leak detection system), water chiller, filter, DCVA and sink. Upsize DCW from 1/2" to 3/4". >BP: #1100 - 11th floor Interior alterations to expand #1100 into #1110 (retaining #1100) and to provide improvements for the existing office tenant on the 11th floor in this existing commercial building on this site. Scope of work: remove a portion of the demising wall to expand #1100 into #1110, remove/construct partition walls, doors, glazing, finishes, ceiling work, lighting, electrical, plumbing and sprinkler work. TENANT: 885 Professional Management Limited Partnership Letters of Assurance submitted by: Schedule A, Mr. Kai Chen, Architect, ph: 604-687-1800 Mechanical and Plumbing Schedule B, Ms. Abby Yuen, P.Eng., ph: 604-687-1800 Electrical Schedule B, Mr. Michael O'Keefe, P.Eng., ph: 604-687-1800 Building Sprinklered - Separate sprinkler permit required for proposed sprinkler work. OK for Field Review per K. Vogt March 10, 2022 E2 - Lighting - Upgrade to Local Control (per 9.4.1.1 (a) of ASHRAE 90.1-2016 Energy checklist is currently no longer required with your Building Permit (BP) application. Some supporting documents are still required at BP stage, specifically Envelope and HVAC, if applicable. Service Water Heating and Lighting supporting documents, if applicable, must be submitted with your related trades permits (e.g. electrical and plumbing). All energy upgrades will be checked during inspections stage. It is the applicant’s responsibility to identify and note all required upgrades including energy upgrades on their BP drawings at BP stage. | Ainsworth Inc
EP-2022-04683 | 2022-06-07 | 885 W GEORGIA STREET, Vancouver, BC V6C 3E8 | Electrical Permit | Commercial | Tenant Improvement | Completed | Installation / Repair - Commercial - Installation of category 6 plenum data cables >BP: Interior alterations to expand #1100 into #1110 (retaining #1100) and to provide improvements for the existing office tenant on the 11th floor in this existing commercial building on this site. Scope of work: remove a portion of the demising wall to expand #1100 into #1110, remove/construct partition walls, doors, glazing, finishes, ceiling work, lighting, electrical, plumbing and sprinkler work. TENANT: 885 Professional Management Limited Partnership Letters of Assurance submitted by: Schedule A, Mr. Kai Chen, Architect, ph: 604-687-1800 Mechanical and Plumbing Schedule B, Ms. Abby Yuen, P.Eng., ph: 604-687-1800 Electrical Schedule B, Mr. Michael O'Keefe, P.Eng., ph: 604-687-1800 Building Sprinklered - Separate sprinkler permit required for proposed sprinkler work. OK for Field Review per K. Vogt March 10, 2022 E2 - Lighting - Upgrade to Local Control (per 9.4.1.1 (a) of ASHRAE 90.1-2016 Energy checklist is currently no longer required with your Building Permit (BP) application. Some supporting documents are still required at BP stage, specifically Envelope and HVAC, if applicable. Service Water Heating and Lighting supporting documents, if applicable, must be submitted with your related trades permits (e.g. electrical and plumbing). All energy upgrades will be checked during inspections stage. It is the applicant’s responsibility to identify and note all required upgrades including energy upgrades on their BP drawings at BP stage. | Smart Electrical Services Ltd
PP-2022-01952 | 2022-06-08 | 885 W GEORGIA STREET, Vancouver, BC V6C 3E8 | Plumbing Permit | Commercial | New | Completed | Commercial - Installation of Two backflow preventers for Equipment Vista Pure System x2 | SYNC MECHANICAL LTD
PP-2022-02006 | 2022-06-15 | 885 W GEORGIA STREET, Vancouver, BC V6C 3E8 | Plumbing Permit | Commercial | Tenant Improvement | Completed | Commercial - Commercial - Remove existing 6 gal. water heater and sink. Install new 6 gal. water heater (w/ leak detection system), water chiller, filter, DCVA and sink. Upsize DCW from 1/2" to 3/4". .. | Ainsworth Inc
EP-2023-04263 | 2023-05-23 | 2813 W BROADWAY, Vancouver, BC V6K 2G6 | Electrical Permit | Commercial | Tenant Improvement | Issued | Installation / Repair - Commercial - Service Upgrade from BC Hydro from 200A 3Phase 120/208V to 400Amps. Installation of underground service duct to tie into BC Hydro, install of new BC Hydro L Box and main 400amp switch, install (3) 200amp meter bases and disconnects (suite 2813, 2815, and 2817 W Broadway) and install 100amp meter base c/w disconnect for house panel, re-arrange electrical room as required. Install new feeders to the three retail units. | Mott Electric General Partnership
EP-2023-04035 | 2023-05-09 | 2813 W BROADWAY, Vancouver, BC V6K 2G6 | Electrical Permit | Commercial | Renovation | Completed | Installation / Repair - Commercial - To relocate existing fire panel [approx. 10 feet] from electrical room to adjacent sprinkler room. This relocation is necessary due to new service distribution equipment needed more room on the wall where the fire panel is located. The service distribution replacement will be done by Mott Electric under another permit. Note: Building permit is not required as per electrical plan checker. | Fina Electrical Systems Ltd
NULL | NULL | 2821 W BROADWAY, Vancouver, BC V6K 2G6 | Plumbing Permit | Commercial | Renovation | Draft | Commercial - Add a dishwasher and connect sinks as per health inspector. | Chuck Soo Plumbing Co Ltd
SP-2021-00429 | 2022-08-10 | 2711 WARD STREET, Vancouver, BC V5R 4S7 | Sprinkler Permit | Commercial | New | Stop Work | Commercial - To install sprinklers to NFPA 13 2013 in this two story plus basement multiple dwelling building containing 3 dwelling units, providing 3 surface parking spaces having vehicular access from the lane at this RM-7 site. Note: Application is reviewed under VBBL 2019. | NewTech Fire Protection Ltd
EP-2022-02946 | 2022-04-11 | 2711 WARD STREET, Vancouver, BC V5R 4S7 | Electrical Permit | Commercial | New | Expired | Temporary Power - Commercial - To provide temporary power. >AMEND July 13,2022 Address should be 2711 Ward St and related BP-2020-02205 To construct a two story plus basement multiple dwelling building containing 3 dwelling units, providing 3 surface parking spaces having vehicular access from the lane at this RM-7 site. | E S R Electric Ltd
EP-2023-03953 | 2023-06-05 | 2711 WARD STREET, Vancouver, BC V5R 4S7 | Electrical Permit | Commercial | New | Issued | Temporary Power - Commercial - To provide temporary power. | L.H. ELECTRIC LTD
PP-2023-02739 | 2023-08-01 | 2711 WARD STREET, Vancouver, BC V5R 4S7 | Plumbing Permit | Commercial | New | Issued | Commercial - Plumbing >BP: Building Permit for DP-2017-01152: To construct a two story plus basement multiple dwelling building containing 3 dwelling units, providing 3 surface parking spaces having vehicular access from the lane at this RM-7 site. Note: Application is reviewed under VBBL 2019. | Lucky Plumbing Heating Ltd
PP-2022-02974 | 2022-09-07 | 2711 WARD STREET, Vancouver, BC V5R 4S7 | Plumbing Permit | Commercial | New | Stop Work | Commercial - 2023 >BP: Building Permit for DP-2017-01152: To construct a two story plus basement multiple dwelling building containing 3 dwelling units, providing 3 surface parking spaces having vehicular access from the lane at this RM-7 site. Note: Application is reviewed under VBBL 2019. | NEW YORK PLUMBING & HEATING LTD.
PP-2022-02817 | 2022-08-15 | 2711 WARD STREET, Vancouver, BC V5R 4S7 | Plumbing Permit | Commercial | New | Stop Work | Commercial - Sump >BP: To construct a two story plus basement multiple dwelling building containing 3 dwelling units, providing 3 surface parking spaces having vehicular access from the lane at this RM-7 site. Note: Application is reviewed under VBBL 2019. | Ajac Construction & Excavation Inc
EP-2022-07731 | 2022-09-27 | 2711 WARD STREET, Vancouver, BC V5R 4S7 | Electrical Permit | Commercial | New | Expired | Installation / Repair - Commercial - New wiring To construct a two story plus basement multiple dwelling building containing 3 dwelling units, providing 3 surface parking spaces having vehicular access from the lane at this RM-7 site. | E S R Electric Ltd
NULL | NULL | 2711 WARD STREET, Vancouver, BC V5R 4S7 | Electrical Permit | Commercial | New | Draft | Installation / Repair - Commercial - New wiring. | E S R Electric Ltd
EP-2023-10503 | 2023-11-21 | 2711 WARD STREET, Vancouver, BC V5R 4S7 | Electrical Permit | Commercial | New | Issued | Installation / Repair - Commercial - Alarm installation and low voltage wiring: TV wiring / Data wiring / camera wiring. >BP: To construct a two story plus basement multiple dwelling building containing 3 dwelling units, providing 3 surface parking spaces having vehicular access from the lane at this RM-7 site. Note: Application is reviewed under VBBL 2019. | Husky Alarm Integration Ltd
SP-2023-02250 | NULL | 2711 WARD STREET, Vancouver, BC V5R 4S7 | Sprinkler Permit | Commercial | New | In Review | Commercial - To Install 48 sprinkler heads **another SP-2021-00429 is open still*** >BP: Building Permit for DP-2017-01152: To construct a two story plus basement multiple dwelling building containing 3 dwelling units, providing 3 surface parking spaces having vehicular access from the lane at this RM-7 site. Note: Application is reviewed under VBBL 2019. | General Sprinkler Systems Ltd
GP-2023-04024 | 2023-12-19 | 2711 WARD STREET, Vancouver, BC V5R 4S7 | Gas Permit | Residential | New | Issued | Residential - 3 Range Cook Tops & 3 BBQ Complete >BP:To construct a two story plus basement multiple dwelling building containing 3 dwelling units, providing 3 surface parking spaces having vehicular access from the lane at this RM-7 site. Note: Application is reviewed under VBBL 2019. | Deep Gas Fitting Ltd.
EP-2023-08092 | 2023-11-20 | 2711 WARD STREET, Vancouver, BC V5R 4S7 | Electrical Permit | Commercial | New | Issued | Installation / Repair - Commercial - ***TO CONTINUE WORK STARTED BY OTHERS (EP-2022-07731) New TRIPLEX wiring >BP: To construct a two story plus basement multiple dwelling building containing 3 dwelling units, providing 3 surface parking spaces having vehicular access from the lane at this RM-7 site. Note: Application is reviewed under VBBL 2019. | L.H. ELECTRIC LTD
EP-2023-01888 | 2023-03-07 | 2738 WARD STREET, Vancouver, BC V5R 4S6 | Electrical Permit | Residential | Addition | Completed | Installation / Repair - Residential - Change of feed to house from old meter to new laneway meter | Vanline Electric Ltd
EP-2022-04546 | 2022-06-01 | 2230 WALL STREET, Vancouver, BC V5L 1B6 | Electrical Permit | Commercial | Tenant Improvement | Completed | Installation / Repair - Commercial - Upgrade existing glass-fused electrical panels to braker model design electrical panel, total number of 14 units -the main electrical service is not changed. All existing electrical equipment in the electrical room remian the same. I only replace the sub panel at each unit with the same location. The existing subpanel at each unit is 60 amps, 120/240v, single phase | Big Forest Electric Ltd
PP-2023-00093 | 2023-01-12 | 3394 WELLINGTON AVENUE, Vancouver, BC V5R 4Y2 | Plumbing Permit | Residential | Renovation | Completed | Residential - Replace water main -The water main is from the curb stop to into the house hooks up to existing system new shutoff valves | Anastase Vlassopoulos DBA Taso Services
GP-2022-01020 | 2022-04-04 | 3449 WELLINGTON AVENUE, Vancouver, BC V5R 4Y5 | Gas Permit | Residential | Renovation | Completed | Residential - HWT re&re | Ferenc Nagy
GP-2023-04230 | 2023-12-29 | 2995 WATERLOO STREET, Vancouver, BC V6R 3J4 | Gas Permit | Residential | Renovation | Completed | Residential - replaced gas furnace | ROMA Heating Ltd
EP-2023-09352 | 2023-10-27 | 6750 WILTSHIRE STREET, Vancouver, BC V6P 5G9 | Electrical Permit | Residential | Renovation | Issued | Installation / Repair - Residential - Basement suite kitchen renovation and bathroom update. Adding 4x 20A receptacles, dedicated 15 Amp circuit for fridge and dishwasher, replacing bathroom fan. Adding power for washing machine and clothes dryer. >BP: Interior alterations to change the use from Single Detached House to Single Detached House with Secondary Suite. Scope of work includes: Proposed area for studio unit 505 sq.ft., separation wall between the main house and the suite to be built, door added following the fire safety regulations, new smoke detector for the legal suite, installing new kitchen millwork and appliances, new kitchen appliances added include: range, hood fan, dishwasher, fridge, new washer and dryer (rough-in is existing), new flooring throughout, new paint for walls. | Kybe Electrical Contracting Ltd
PP-2023-03785 | 2023-10-27 | 6750 WILTSHIRE STREET, Vancouver, BC V6P 5G9 | Plumbing Permit | Residential | Renovation | Issued | Residential - Replacement of sinks and addition of dishwasher >BP: Interior alterations to change the use from Single Detached House to Single Detached House with Secondary Suite. Scope of work includes: Proposed area for studio unit 505 sq.ft., separation wall between the main house and the suite to be built, door added following the fire safety regulations, new smoke detector for the legal suite, installing new kitchen millwork and appliances, new kitchen appliances added include: range, hood fan, dishwasher, fridge, new washer and dryer (rough-in is existing), new flooring throughout, new paint for walls. | Pipes Plumbing Inc
NULL | NULL | 6750 WILTSHIRE STREET, Vancouver, BC V6P 5G9 | Plumbing Permit | Residential | Renovation | Draft | Residential - Move a couple sinks drains and waterlines Add new laundry box Add new dishwasher | NULL
EP-2022-01867 | 2022-03-08 | 6926 WILTSHIRE STREET, Vancouver, BC V6P 5H3 | Electrical Permit | Residential | Renovation | Completed | Installation / Repair - Residential - 200 amp service upgrade. Grounding and bonding. | EVANSON ELECTRIC LTD
GP-2023-02642 | 2023-09-09 | 6991 WILTSHIRE STREET, Vancouver, BC V6P 5H2 | Gas Permit | Residential | New | Completed | Residential - Gas range re/re | Super Tech Appliances Installation Ltd
SP-2022-00012 | 2022-01-14 | 29 W HASTINGS STREET, Vancouver, BC V6B 1G4 | Sprinkler Permit | Commercial | Renovation | Completed | Commercial - add new heads into washrooms >Interior alterations to the main floor within this existing Social Service Centre / SRA on this site. Scope of Work: Reconfigure existing 2 bathrooms to add Shower room. Construct interior walls to create Office. Plumbing, Electrical and Sprinkler to suit. E2 – Lighting – install Energy efficient light fixtures DBI to determine if peng required for relocation of bathroom wall. DBI to check valid contractor's license >*****This application does not include any of the following: 1. Not more than 20 sprinklers (add, relocate, or remove), 2. hydraulic calculations, 3. change in occupancy and /or hazard classification, 4. warehouse storage arrangements, 5. mobile compact storage arrangements, 6. alternative solutions, 7. changes to the sprinkler system supply piping (e.g. valves, mains, cross-mains, branch-lines, etc.), or 8. flexible sprinkler pipe. | Five Star Fire Protection Ltd
EP-2022-01212 | 2022-02-15 | 33 W HASTINGS STREET, Vancouver, BC V6B 1G4 | Electrical Permit | Commercial | Renovation | Issued | Installation / Repair - Commercial - Installation of new 347/600 volt underground service with transformers to re-connect existing services. This work is part of BC Hydro “H” frame elimination project in Gastown area. Energy Upgrade exempted: H-Frame Removal Project >BP: Interior alterations to add chain link fence to house the new electrical equipment in the basement area of this existing SRA with a restaurant on the ground floor for the BC Hydro "H" frame elimination project. Energy Upgrade exempted: H-Frame Removal Project OK for Field Review per K Vogt November 23, 2021 Note to applicant: The services of a structural engineer may be required, based upon site inspection by the District Building Inspector. A Sprinkler permit may be required, as determined by the District Building Inspector. | Advanco Electric Ltd
EP-2022-03028 | 2022-04-14 | 35 W HASTINGS STREET, Vancouver, BC V6B 1G4 | Electrical Permit | Commercial | Renovation | Issued | Installation / Repair - Commercial - Installation of new 347/600 volt underground service with transformers to re-connect existing services. This work is part of BC Hydro “H” frame elimination project in Gastown area. >BP: Interior alterations to construct a new electrical room in the basement of this existing SRA with a neighborhood public house on the ground floor for the BC Hydro "H" frame elimination project. Energy Upgrade exempted: H-Frame Removal Project OK for Field Review per K Vogt November 23, 2021 | Advanco Electric Ltd
GP-2024-00142 | NULL | 43 W HASTINGS STREET, Vancouver, BC V6B 1G4 | Gas Permit | Commercial | Tenant Improvement | Cancelled | Commercial - Replacement of like for like commercial hot water heater. Adapted onto existing venting and pipework with code up grade alterations. | A-1 Drainage Plumbing & Heating Limited
EP-2023-05540 | 2023-06-21 | 43 W HASTINGS STREET, Vancouver, BC V6B 1G4 | Electrical Permit | Commercial | Renovation | Completed | Installation / Repair - Commercial - EMERGENCY - Maintenance replacement of fire alarm panel. Note: The issuance of this permit is based on Bulletin 2018-004-BU/EL. | Fina Electrical Systems Ltd
EP-2022-02766 | 2022-04-07 | 45 W HASTINGS STREET, Vancouver, BC V6B 1G4 | Electrical Permit | Commercial | Renovation | Issued | Installation / Repair - Commercial - Installation of new 347/600 volt underground service with transformers to re-connect existing services. This work is part of BC Hydro “H” frame elimination project in Gastown area. Energy Upgrade exempted: H-Frame Removal Project -CF-2021-014329 >BP: Interior alterations to construct a new electrical room in the basement of this existing retail building for the BC Hydro "H" frame elimination project Energy Upgrade exempted: H-Frame Removal Project | Advanco Electric Ltd
PP-2022-00261 | 2022-01-27 | 45 W HASTINGS STREET, Vancouver, BC V6B 1G4 | Plumbing Permit | Commercial | Tenant Improvement | Completed | Commercial - Tundra has not completed the work we are only pulling permit for work that has been completed by others. Owner needs permit as it has been requested by the city. Owner has stated the work has been completed to city requirements however need to be documented. RE: CF-2021-014329 | Tundra Plumbing Ltd
GP-2022-01144 | 2022-04-11 | 74 W HASTINGS STREET, Vancouver, BC V6B 1G6 | Gas Permit | Commercial | Tenant Improvement | Cancelled | Commercial - Re and re of 1 gas dryer | Spears Sales & Service Ltd
EP-2022-02492 | 2022-03-28 | 108 W HASTINGS STREET, Vancouver, BC V6B 1G8 | Electrical Permit | Commercial | NULL | Expired | Annual / Operating - Annual Operating Permit / Inspection Renewal of EP-2021-02400 VALID: MAR 24/22 TO MAR 23/23 | Centre Electric Ltd
EP-2023-02729 | 2023-03-29 | 108 W HASTINGS STREET, Vancouver, BC V6B 1G8 | Electrical Permit | Commercial | NULL | Issued | Annual / Operating - Maintenance of existing operating electrical equipment. | Sasco Contractors Ltd
EP-2022-09569 | 2022-11-14 | 112 W HASTINGS STREET, Vancouver, BC V6B 1G8 | Electrical Permit | Commercial | NULL | Expired | Annual / Operating - ***Annual Operating Permit*** Valid from November 5, 2022 to November 4, 2023 EP-2021-08582: Expired (Annual / Operating) | Centre Electric Ltd
PP-2023-02723 | 2023-08-01 | 146 W HASTINGS STREET, Vancouver, BC V6B 1G8 | Plumbing Permit | Commercial | Renovation - Dwelling Unit(s) only | Completed | Commercial - UNIT #305 - Disconnect and installation of anew bathtub >BP: Interior alterations for fire damage repairs to this unit #305 on the 3rd floor of this existing 8-storey mixed-use Vancouver Heritage Register 'C' building. | A Plus Plumbing Ltd
EP-2023-05228 | 2023-08-08 | 150 W HASTINGS STREET, Vancouver, BC V6B 1G8 | Electrical Permit | Commercial | Renovation | Issued | Installation / Repair - Commercial - Installation of new 347/600 volt underground service with transformers to re-connect existing services. This work is part of BC Hydro “H” frame elimination project in Gastown area. Energy Upgrade exempted: H-Frame Removal Project | Advanco Electric Ltd
EP-2023-02731 | 2023-03-29 | 152 W HASTINGS STREET, Vancouver, BC V6B 1G8 | Electrical Permit | Commercial | NULL | Issued | Annual / Operating - Maintenance of existing operating electrical equipment. | Sasco Contractors Ltd
EP-2022-02493 | 2022-03-28 | 152 W HASTINGS STREET, Vancouver, BC V6B 1G8 | Electrical Permit | Commercial | NULL | Expired | Annual / Operating - Annual Operating Permit/ Inspection RENEWAL OF EP-2021-02396 VALID: MAR 21/22 to MAR 20/23 | Centre Electric Ltd
EP-2022-00381 | 2022-01-20 | 198 W HASTINGS STREET, Vancouver, BC V6B 1H2 | Electrical Permit | Commercial | NULL | Expired | Annual / Operating - Apply for permit and provide ongoing electrical services . Valid January 20, 2022 until January 19, 2023 | Mott Electric General Partnership
EP-2023-01076 | 2023-02-08 | 198 W HASTINGS STREET, Vancouver, BC V6B 1H2 | Electrical Permit | Commercial | NULL | Expired | Annual / Operating - Misc electrical work throughout Renewal of EP-2022-00381 Valid January 20, 2023 until January 19, 2024 | Mott Electric General Partnership
EP-2024-00033 | 2024-01-03 | 198 W HASTINGS STREET, Vancouver, BC V6B 1H2 | Electrical Permit | Commercial | NULL | Issued | Annual / Operating - Misc electrical work throughout Renewal of EP-2023-01076 Valid January 20, 2024 until January 19, 2025 | Mott Electric General Partnership
GP-2023-03512 | 2023-11-13 | 5787 WALES STREET, Vancouver, BC V5R 3N5 | Gas Permit | Residential | Renovation | Completed | Residential - Water tank re and re | Superior Gas Installations & Service Ltd
EP-2023-11206 | 2023-12-15 | 1939 W KING EDWARD AVENUE, Vancouver, BC V6J 2W7 | Electrical Permit | Residential | New | Issued | Installation / Repair - Residential - Installation of security system | ADT Security Services Canada Inc
PP-2023-01473 | 2023-04-26 | 2051 W KING EDWARD AVENUE, Vancouver, BC V6J 2W8 | Plumbing Permit | Residential | New | Issued | Residential - Lawn irrigation | Feli Plumbing and Heating
EP-2023-00146 | 2023-01-13 | 2051 W KING EDWARD AVENUE, Vancouver, BC V6J 2W8 | Electrical Permit | Residential | New | Completed | Installation / Repair - Residential - low voltage systems including security alarm rough-in/surveillance/data/speakers >BP: To construct a 2 storey one-family dwelling ($1,488,000.00) with a detached accessory building (garage), at the rear providing 2 parking spaces, having vehicular access from the lane. 1. No strata titling permitted 2. A/C unit proposed at cellar 3. Bar/Sink proposed in cellar, maximum 8'-0" long with no upper cabinets 4. Registered Architect/ Schedule A & B: Peter Rose Architect (604-736-7939) 5. Building Envelope Professional/ Schedule D-1: Julio Reynel (778-998-0709) 6. Structural and Geo technical Engineer/ Schedule B: Tim Lam (604-255-7670) 7. HPO: Tavan Developments Ltd. | Joe Security Systems Ltd
GP-2023-00042 | 2023-01-06 | 2051 W KING EDWARD AVENUE, Vancouver, BC V6J 2W8 | Gas Permit | Residential | New | Completed | Residential - gas work >BP: To construct a 2 story one-family dwelling with a detached accessory building (garage), at the rear providing 2 parking spaces, having vehicular access from the lane. | Lucky Five Eight Plumbing & Heating Ltd
EP-2023-00322 | 2023-01-13 | 2051 W KING EDWARD AVENUE, Vancouver, BC V6J 2W8 | Electrical Permit | Residential | New | Expired | Temporary Power - Residential - To provide temporary power. | Simplex Electrical Ltd
SP-2022-02064 | 2022-12-19 | 2051 W KING EDWARD AVENUE, Vancouver, BC V6J 2W8 | Sprinkler Permit | Residential | New | Completed | Residential - New sprinkler installation by NFPA13D >BP: To construct a 2 storey one-family dwelling ($1,488,000.00) with a detached accessory building (garage), at the rear providing 2 parking spaces, having vehicular access from the lane. Note: This is a 2 storey building pursuant to the Zoning and Development By-Law Envelope and Environmental Separation designed according to Part 5. 1. No strata titling permitted 2. A/C unit proposed at cellar 3. Bar/Sink proposed in cellar, maximum 8'-0" long with no upper cabinets 4. Registered Architect/ Schedule A & B: Peter Rose Architect (604-736-7939) 5. Building Envelope Professional/ Schedule D-1: Julio Reynel (778-998-0709) 6. Structural and Geo technical Engineer/ Schedule B: Tim Lam (604-255-7670) 7. HPO: Tavan Developments Ltd. ******THIS PERMIT HAS BEEN ISSUED UNDER THE REQUIREMENTS OF VBBL 2014****** | Spectrum Fire Protection Ltd
MP-2022-00227 | 2022-09-15 | 2051 W KING EDWARD AVENUE, Vancouver, BC V6J 2W8 | Mechanical Permit | NULL | NULL | Completed | NULL | Lucky Five Eight Plumbing & Heating Ltd
EP-2022-07218 | 2022-08-29 | 2051 W KING EDWARD AVENUE, Vancouver, BC V6J 2W8 | Electrical Permit | Residential | New | Completed | Installation / Repair - Residential - COMPLETE ROUGH WIRING AND FINISHING ( 31-750V) -There will be 40 amp circuit in the detached garage for FUTURE ev charger . Existing service is overhead 100 amp temporary construction service There are no existing loads >BP: To construct a 2 storey one-family dwelling ($1,488,000.00) with a detached accessory building (garage), at the rear providing 2 parking spaces, having vehicular access from the lane. Note: This is a 2 storey building pursuant to the Zoning and Development By-Law Envelope and Environmental Separation designed according to Part 5. 1. No strata titling permitted 2. A/C unit proposed at cellar 3. Bar/Sink proposed in cellar, maximum 8'-0" long with no upper cabinets 4. Registered Architect/ Schedule A & B: Peter Rose Architect (604-736-7939) 5. Building Envelope Professional/ Schedule D-1: Julio Reynel (778-998-0709) 6. Structural and Geo technical Engineer/ Schedule B: Tim Lam (604-255-7670) 7. HPO: Tavan Developments Ltd. The entire building, INCLUDING THE ATTACHED GARAGE (if applicable), to be sprinklered to NFPA 13D. Any alterations or conversions to the attached garage (if applicable) to habitable living space shall not be permitted without first obtaining the approval of the Director of Planning and the Chief Building Official. Thermal protection measures and Laneway house design guidelines shall be required to be met prior to the approval of the conversion. ******THIS PERMIT HAS BEEN ISSUED UNDER THE REQUIREMENTS OF VBBL 2014****** | Simplex Electrical Ltd
EP-2022-00082 | 2022-01-07 | 2051 W KING EDWARD AVENUE, Vancouver, BC V6J 2W8 | Electrical Permit | Residential | New | Expired | Temporary Power - Residential - To provide temporary power. EP-2020-08717: Expired Valid Nov 24, 2021 to Nov 23, 2022 | Simplex Electrical Ltd
PP-2022-02955 | 2022-08-24 | 2051 W KING EDWARD AVENUE, Vancouver, BC V6J 2W8 | Plumbing Permit | Residential | New | Completed | Residential - 1FD - plumbing works for a 2 storey one-family dwelling with a detached accessory building (garage), at the rear providing 2 parking spaces, having vehicular access from the lane. >BP: To construct a 2 storey one-family dwelling with a detached accessory building (garage), at the rear providing 2 parking spaces, having vehicular access from the lane. Note: This is a 2 storey building pursuant to the Zoning and Development By-Law Envelope and Environmental Separation designed according to Part 5. 1. No strata titling permitted 2. A/C unit proposed at cellar 3. Bar/Sink proposed in cellar, maximum 8'-0" long with no upper cabinets | Lucky Five Eight Plumbing & Heating Ltd
GP-2022-01026 | 2022-04-01 | 2163 W KING EDWARD AVENUE, Vancouver, BC V6L 1T2 | Gas Permit | Residential | Renovation | Completed | Residential - Wolf 36" Gas c/top | Han Appliances & Refrigeration Ltd
EP-2022-02097 | 2022-03-16 | 2275 W KING EDWARD AVENUE, Vancouver, BC V6L 1T3 | Electrical Permit | Residential | Tenant Improvement | Completed | Installation / Repair - Residential - Service upgrade from 100 amps to 200 amps. Amend: July 25, 2022 see electrical load calculation and site plan attached. - Electrical install for heat pump - BP not required Job Value - $800 100A Service 240V 1 Phase 3 wire | Moore And Russell Heating And Air Conditioning Ltd
MP-2022-00046 | 2022-07-22 | 2275 W KING EDWARD AVENUE, Vancouver, BC V6L 1T3 | Mechanical Permit | NULL | NULL | Completed | NULL | Moore And Russell Heating And Air Conditioning Ltd
EP-2022-05981 | 2022-07-19 | 2360 W KING EDWARD AVENUE, Vancouver, BC V6L 1T4 | Electrical Permit | Residential | New | Expired | Temporary Power - Residential - TEMPORARY POWER POLE VALID: JULY 19, 2022 TILL JULY 18, 2023 To provide temporary power. | S & D ELECTRIC LTD
PP-2023-00196 | 2023-01-19 | 2360 W KING EDWARD AVENUE, Vancouver, BC V6L 1T4 | Plumbing Permit | Residential | New | Issued | Residential - TWO OUT SIDE SUMPS WITH OUT PUMP | JVT EXCAVATING & DEMOLITION LTD
PP-2023-01819 | 2023-05-26 | 2360 W KING EDWARD AVENUE, Vancouver, BC V6L 1T4 | Plumbing Permit | Residential | New | Issued | Residential - new duplex plumbing ands gas installations >BP: To construct a 2 storey two-family dwelling with 2 secondary suites located in the Basement with a detached accessory building (garage) at the rear providing 2 parking spaces, having vehicular access from the lane. 1. Covenant registered at the Land Title Office under CA9511027 2. A/C proposed – Exterior component located in rear yard, Interior component located in crawl space. 3. Bar sink not proposed. 4. Schedule A: (Jaswinder S. Bansal) P.Eng (604-501-7788) 5. Schedule B: (Shaoze Guo) P.Eng (778-926-0525) Architectural Item 1.5 6. Schedule B: (Jaswinder S. Bansal) P.Eng (604-501-7788) Structural & Geotechnical 7. HPO: Residential Builder- (VANCOR CONSTRUCTION LTD) | Incircle Service Group Inc
EP-2023-02154 | 2023-04-04 | 2360 W KING EDWARD AVENUE, Vancouver, BC V6L 1T4 | Electrical Permit | Residential | New | Issued | Installation / Repair - Residential - New Duplex Build *An approved mechanical permit is required for the installation of air conditioning or heat pump unit at the time of installation before an electrical inspection will be performed >BP: To construct a 2 storey two-family dwelling with 2 secondary suites located in the Basement ($1,376,675.00) with a detached accessory building (garage) at the rear providing 2 parking spaces, having vehicular access from the lane. 1. Covenant registered at the Land Title Office under CA9511027 2. A/C proposed – Exterior component located in rear yard, Interior component located in crawl space. 3. Bar sink not proposed. 4. Schedule A: (Jaswinder S. Bansal) P.Eng (604-501-7788) 5. Schedule B: (Shaoze Guo) P.Eng (778-926-0525) Architectural Item 1.5 6. Schedule B: (Jaswinder S. Bansal) P.Eng (604-501-7788) Structural & Geotechnical 7. HPO: Residential Builder- (VANCOR CONSTRUCTION LTD) Note: This is a 2 storey building pursuant to the Zoning and Development By-Law **THIS PERMIT HAS BEEN ISSUED UNDER THE REQUIREMENTS OF VBBL #12511 (2019)** | The Electric Firm Inc
NULL | NULL | 2360 W KING EDWARD AVENUE, Vancouver, BC V6L 1T4 | Mechanical Permit | NULL | NULL | Draft | NULL | Incircle Service Group Inc
MP-2023-02277 | 2023-12-21 | 2360 W KING EDWARD AVENUE, Vancouver, BC V6L 1T4 | Mechanical Permit | NULL | NULL | Issued | NULL | Incircle Service Group Inc
EP-2023-09966 | 2023-11-02 | 2360 W KING EDWARD AVENUE, Vancouver, BC V6L 1T4 | Electrical Permit | Residential | New | Issued | Temporary Power - Residential - To provide temporary power. | Incircle Service Group Inc
PP-2023-02844 | 2023-08-10 | 2383 W KING EDWARD AVENUE, Vancouver, BC V6L 1T3 | Plumbing Permit | Residential | New | Completed | Residential - Adding a new outdoor sink and faucet >DB: Exterior alterations to reconfigure the rear patio (max.1'-11" above the finished grade), replace the railings on the roof deck on the 2nd floor and remove the unauthorized sunroom on the rear of this existing one family dwelling on this site. | Jet Plumbing Ltd.
GP-2023-02367 | 2023-08-14 | 2383 W KING EDWARD AVENUE, Vancouver, BC V6L 1T3 | Gas Permit | Residential | New | Completed | Residential - adding a new BBQ, fire place, and patio heaters >BP: Exterior alterations to reconfigure the rear patio (max.1'-11" above the finished grade), replace the railings on the roof deck on the 2nd floor and remove the unauthorized sunroom on the rear of this existing one family dwelling on this site. | Jet Plumbing Ltd.
EP-2023-07668 | 2023-08-28 | 2383 W KING EDWARD AVENUE, Vancouver, BC V6L 1T3 | Electrical Permit | Residential | Addition | Completed | Installation / Repair - Residential - add outside Circuits For Lighting & Receptacle's On New deck >BP: Exterior alterations to reconfigure the rear patio (max.1'-11" above the finished grade), replace the railings on the roof deck on the 2nd floor and remove the unauthorized sunroom on the rear of this existing one family dwelling on this site. | Harris Mechanical Ltd
NULL | NULL | 2383 W KING EDWARD AVENUE, Vancouver, BC V6L 1T3 | Electrical Permit | Residential | Addition | Draft | Installation / Repair - Residential - 6 circuit For Outdoor Patio Lighting & Recepotical | NULL
GP-2022-01009 | 2022-04-01 | 2383 W KING EDWARD AVENUE, Vancouver, BC V6L 1T3 | Gas Permit | Residential | Renovation | Completed | Residential - INSTALLATION OF OUTDOOR GAS FIREPLACE GSS48ST | BC Fireplace Service Inc
GP-2023-03043 | 2023-10-12 | 3138 WALLACE STREET, Vancouver, BC V6R 4L7 | Gas Permit | Residential | Renovation | Completed | Residential - replacement of hot water tank and furnace | Hillcrest Plumbing & Heating (1991) Ltd
GP-2022-04152 | 2022-12-28 | 3168 WELLINGTON AVENUE, Vancouver, BC V5R 4X8 | Gas Permit | Residential | Tenant Improvement | Completed | Residential - Re and Re the furnace | Moore & Russell Heating Ltd
PP-2022-02586 | 2022-08-08 | 6960 WHITHORN COURT, Vancouver, BC V5S 4K7 | Plumbing Permit | Residential | Renovation | Completed | Residential - Relocation of kitchen sink >BP: Interior alterations to provide improvements to this existing single family dwelling. Scope of Work: re&re windows, remove partition walls, closets, cabinets, countertops, backsplash, appliances and replace plumbing. | Plumbhartt Plumbing and Heating Ltd
EP-2022-06232 | 2022-07-25 | 6960 WHITHORN COURT, Vancouver, BC V5S 4K7 | Electrical Permit | Residential | Renovation | Completed | Installation / Repair - Residential - Kitchen renovation, disconnect of old wiring, new 20 amp counter receptacles as necessary by code. new arc fault protected circuits as needed, new pot lights install. 100amp federal pioneer panel change. Interior alterations to provide improvements to this existing single family dwelling. Scope of Work: re&re windows, remove partition walls, closets, cabinets, countertops, backsplash, appliances and replace plumbing. | Western Summit Electric Ltd
NULL | NULL | 6960 WHITHORN COURT, Vancouver, BC V5S 4K7 | Mechanical Permit | NULL | NULL | Withdrawn | NULL | NULL
MP-2023-00754 | 2023-05-02 | 6960 WHITHORN COURT, Vancouver, BC V5S 4K7 | Mechanical Permit | NULL | NULL | Completed | NULL | 1236318 BC Ltd DBA Aquatech Vancouver
EP-2023-10444 | 2023-12-13 | 6960 WHITHORN COURT, Vancouver, BC V5S 4K7 | Electrical Permit | Residential | Renovation | Completed | Installation / Repair - Residential - Wiring for outdoor heat pump unit The model the hvac comapny installed is a 4A6L90361000 so max breaker size is sized for 30 amps. So 24ampx 240 = 5760w *MP-2023-00754: Completed (Heating and Cooling) -Mechanical permit has been completed for the installation of heat pump. Any future electrical work completed without an electrical permit will result in WWOP fees | Mountain Point Electrical Inc.
GP-2023-00423 | 2023-02-06 | 6965 WHITHORN COURT, Vancouver, BC V5S 4K7 | Gas Permit | Residential | Tenant Improvement | Completed | Residential - Re and Re the furnace | Moore & Russell Heating Ltd
GP-2022-00424 | 2022-02-09 | 3413 WORTHINGTON DRIVE, Vancouver, BC V5M 3Y1 | Gas Permit | Residential | Renovation | Completed | Residential - Fortis gas meter relocation | B & B Heavy Civil Construction Ltd
GP-2022-00559 | 2022-02-22 | 3426 WORTHINGTON DRIVE, Vancouver, BC V5M 3X9 | Gas Permit | Residential | Renovation | Completed | Residential - replace gas furnace | Joyce Heating Services Ltd
GP-2022-00385 | 2022-02-08 | 3435 WORTHINGTON DRIVE, Vancouver, BC V5M 3Y1 | Gas Permit | Residential | Renovation | Completed | Residential - 4m of 1" black steel to north side of house. 1.75 kpa (no pressure change), 120 mbh total load. | B & B Heavy Civil Construction Ltd
PP-2022-00776 | 2022-03-08 | 1310 W KING EDWARD AVENUE, Vancouver, BC V6H 1Z9 | Plumbing Permit | Residential | New | Completed | Residential - MCD - Irrigation To relocate, add addition and convert the existing one-family dwelling to a four-family dwelling building, and to construct a new infill building containing two family dwelling (under separate permit) at rear. | Jordon Crawford Jacobs
EP-2022-02074 | 2022-03-15 | 1390 W KING EDWARD AVENUE, Vancouver, BC V6H 1Z9 | Electrical Permit | Residential | New | Expired | Temporary Power - Residential - To provide temporary power. Renewal of EP-2021-01372 Valid Feb 23 - Feb 22 | Cara Electric Ltd
GP-2022-03130 | 2022-10-13 | 1750 W KING EDWARD AVENUE, Vancouver, BC V6J 2V9 | Gas Permit | Residential | Tenant Improvement | Completed | Residential - Re Re Furnace | Moore & Russell Heating Ltd
EP-2022-08804 | NULL | 1750 W KING EDWARD AVENUE, Vancouver, BC V6J 2V9 | Electrical Permit | Residential | Tenant Improvement | Withdrawn | Installation / Repair - Residential - Pulling a new ground wire for Furnace installation | Moore And Russell Heating And Air Conditioning Ltd
EP-2022-09624 | 2022-11-16 | 1751 W KING EDWARD AVENUE, Vancouver, BC V6J 2W1 | Electrical Permit | Residential | Renovation | Issued | Installation / Repair - Residential - Supply and install new electrical panel and 20A quad receptacle power outlet (CF-2022-009846) | Wespac Electrical Contractor Ltd
EP-2022-09741 | NULL | 1233 W CORDOVA STREET, Vancouver, BC V6C 3R1 | Electrical Permit | Commercial | Renovation | Withdrawn | Installation / Repair - Commercial - Install EVSE in shared stalls P2 213/214 connected to existing EV distribution and EV-EMS. This EVSE is being added to a pre-calculated load EV ready distribution. | Berts Electric (2001) Ltd
EP-2023-03599 | 2023-05-01 | 1233 W CORDOVA STREET, Vancouver, BC V6C 3R1 | Electrical Permit | Commercial | Renovation | Completed | Installation / Repair - Commercial - Install of one EVSE at shared stall P2-213/214 connected to existing EV distribution system and EV-EMS. | Stream Energy Systems Inc
EP-2023-04777 | 2023-05-30 | 1233 W CORDOVA STREET, Vancouver, BC V6C 3R1 | Electrical Permit | Commercial | NULL | Issued | Annual / Operating - Maintenance of existing EV-EMS and EV infrastructure. | Stream Energy Systems Inc
EP-2022-05715 | 2022-07-07 | 1281 W CORDOVA STREET, Vancouver, BC V6C 3R5 | Electrical Permit | Commercial | NULL | Expired | Annual / Operating - Annual operating permit maintenance Valid: May 27, 2022 - May 26, 2023 Renewal of EP-2021-08177 | Exell Power Services Ltd
EP-2023-05978 | 2023-07-18 | 1281 W CORDOVA STREET, Vancouver, BC V6C 3R5 | Electrical Permit | Commercial | NULL | Issued | Annual / Operating - Annual operating permit maintenance Renewal of EP-2022-05715 Valid: May 27, 2023 - May 26, 2024 | Exell Power Services Ltd
EP-2022-05926 | 2022-07-25 | 1281 W CORDOVA STREET, Vancouver, BC V6C 3R5 | Electrical Permit | Residential | Addition | Completed | Installation / Repair - Residential - Adding 1 EVSE shared for stalls 374 & 375 to existing EV-EMS infrastructure with 2P-40A breaker and 2#8 AL wiring -Existing permit EP-2021-00918 installed the EVEMS and EV infrastructure for a full build-out for EV. Please refer to that permit # for load calculations. This permit adds an EVSE onto that existing planned infrastructure ** Amend 09/23/2022** Adding one EVSE install shared for stalls 213/214. Cost is $4000 added to original permit value. Amend: Nov 23, 2022 Clarification to permit that wiring to EVSEs is #8 Cu (not AL) | Berts Electric (2001) Ltd
EP-2022-08243 | 2022-10-07 | 1281 W CORDOVA STREET, Vancouver, BC V6C 3R5 | Electrical Permit | Commercial | NULL | Expired | Annual / Operating - Annual Operating Permit Maintenance of EV-EMS system & infrastructure -This AOP application is only for the EV-EMS system & infrastructure maintenance | Berts Electric (2001) Ltd
EP-2022-06593 | 2022-08-08 | 990 W KING EDWARD AVENUE, Vancouver, BC V5Z 2E2 | Electrical Permit | Commercial | Addition | Completed | Installation / Repair - Commercial - Install one 15 AMP circuit with 6 receptacles for BC Lottery equipment. | Lang's Ventures Inc
EP-2022-10684 | 2022-12-19 | 990 W KING EDWARD AVENUE, Vancouver, BC V5Z 2E2 | Electrical Permit | Commercial | NULL | Expired | Annual / Operating - ANNUAL OPERATING PERMIT Renewal of EP-2021-09370 Effective: Dec. 20, 2022 - Dec. 19, 2023 Electrical maintenance throughout store <= 750 Volts. Any high voltage work maintenance to be carried out by FSR A contractor only. Quantum Lighting Inc administers the HV maintenance. All electrical repairs to HV equipment will be conducted by FSR A contractor on an as needed basis. Quantum Lighting will provide assistance only under direct supervision of FSR A contractor. | Quantum Lighting Inc
EP-2024-00106 | 2024-01-04 | 990 W KING EDWARD AVENUE, Vancouver, BC V5Z 2E2 | Electrical Permit | Commercial | NULL | Issued | Annual / Operating - Annual/Operating Permit Valid January 4th, 2024 until January 3rd, 2025 Electrical Maintenance work throughout store up to 750V. High Voltage electrical repair and maintenance will be conducted by a FSR A contractor. Quantum lighting manages and assigns the high voltage work to a FSR contractor. All HV maintenance and repair will be carried out on an as needed basis by FSR A contractor. | Quantum Lighting Inc
EP-2022-00268 | 2022-01-21 | 990 W KING EDWARD AVENUE, Vancouver, BC V5Z 2E2 | Electrical Permit | Commercial | Tenant Improvement | Completed | Installation / Repair - Commercial - Replace T8 lamps with new LED lamps & drivers in cooler systems | MEI Energy Solutions Ltd
EP-2022-10238 | 2023-01-05 | 1010 W KING EDWARD AVENUE, Vancouver, BC V6H 1Z4 | Electrical Permit | Commercial | Renovation | Completed | Installation / Repair - Commercial - NEW COFFEE BAR POWER AND INTERIOR MENU BOARD POWER AND DATA. SWAPPING OUT OLD TROFFER FIXTURES FOR NEW LED'S. | F & M Installations Ltd
EP-2022-08381 | 2022-10-13 | 1070 W KING EDWARD AVENUE, Vancouver, BC V6H 1Z4 | Electrical Permit | Residential | New | Completed | Installation / Repair - Residential - installation of client supplied ev charger with nema-1450 receptacle. | Whitley Electric Ltd
GP-2023-03045 | 2023-10-13 | 2398 W KING EDWARD AVENUE, Vancouver, BC V6L 1T4 | Gas Permit | Residential | Tenant Improvement | Completed | Residential - Tankless boiler replacement (CF-2023-010634) | All West Heating Ltd
GP-2022-00207 | 2022-01-25 | 2425 W KING EDWARD AVENUE, Vancouver, BC V6L 1T5 | Gas Permit | Residential | Addition | Completed | Residential - New gas pipe to the barbecue box and fire table | Aquaman Plumbing And Heating Ltd
EP-2023-11116 | 2023-12-20 | 2510 W KING EDWARD AVENUE, Vancouver, BC V6L 1T4 | Electrical Permit | Residential | Tenant Improvement | Issued | Installation / Repair - Residential - Provide electrical safety check for entire home. New point of attachment to be corrected. RE:CF-2023-009724 | NAS ELECTRIC INC
GP-2022-03667 | 2022-11-22 | 2605 W KING EDWARD AVENUE, Vancouver, BC V6L 1T5 | Gas Permit | Residential | Tenant Improvement | Completed | Residential - Replace damaged furnace with HE model | A-1 Drainage Plumbing & Heating Limited
GP-2023-03084 | 2023-10-16 | 2653 W KING EDWARD AVENUE, Vancouver, BC V6L 1T5 | Gas Permit | Residential | Renovation - Dwelling Unit(s) only | Issued | Residential - Remove and replace furnace and hot water heater | Erzsebet Kapas
GP-2023-00318 | 2023-01-26 | 2669 W KING EDWARD AVENUE, Vancouver, BC V6L 1T5 | Gas Permit | Residential | Renovation | Completed | Residential - To replace 1 furnace in the same location. | Paolo's Plumbing & Heating Ltd
GP-2022-00175 | 2022-01-20 | 4397 WELWYN STREET, Vancouver, BC V5N 3Z3 | Gas Permit | Residential | Tenant Improvement | Cancelled | Residential - Re Re Furnace | Moore & Russell Heating Ltd
EP-2022-00856 | 2022-05-02 | 4397 WELWYN STREET, Vancouver, BC V5N 3Z3 | Electrical Permit | Residential | Tenant Improvement | Completed | Installation / Repair - Residential - Electrical install of heat pump | Moore And Russell Heating And Air Conditioning Ltd
EP-2022-00008 | 2022-01-13 | 2163 WILLIAM STREET, Vancouver, BC V5L 2S2 | Electrical Permit | Residential | New | Expired | Temporary Power - Residential - To provide temporary power. >BP: 2FD NOTE: Work authorized by this permit is for placement of a temporary power pole only and does not authorize any site construction and/or excavation. A separate Building Permit will be required prior to commencement of any other work on this site. | STAT ELECTRICS LIMITED
MP-2023-00286 | 2023-03-02 | 2163 WILLIAM STREET, Vancouver, BC V5L 2S2 | Mechanical Permit | NULL | NULL | Completed | NULL | Atlantis Plumbing & Heating Ltd
EP-2023-03646 | 2023-04-27 | 2163 WILLIAM STREET, Vancouver, BC V5L 2S2 | Electrical Permit | Residential | New | Completed | Installation / Repair - Residential - Electrical low voltage cable, tel, internet, door bell, security alarm, vacuum system, surveillance pre-wire and finish. >BP: To construct a 2.5 storey two-family dwelling ($768,885) with a detached accessory building (garage) and 1 open parking at the rear providing total of 3 parking spaces, having vehicular access from the lane. | Gigabyte Security Solutions Inc.
GP-2023-01122 | 2023-03-31 | 2163 WILLIAM STREET, Vancouver, BC V5L 2S2 | Gas Permit | Residential | New | Issued | Residential - 2FD - FRONT - 2163 WILLIAM ST BACK - 2161 WILLIAM ST NEW GAS LINES >DB: To construct a 2.5 storey two-family dwelling with a detached accessory building (garage) and 1 open parking at the rear providing total of 3 parking spaces, having vehicular access from the lane. Note: The entire building, INCLUDING THE ATTACHED GARAGE (if applicable), to be sprinklered to 2 x NFPA 13D 1. A/C proposed – Exterior component located in Rear, Interior component located in Second Floor | K & E Gas Services Ltd
NULL | NULL | 2163 WILLIAM STREET, Vancouver, BC V5L 2S2 | Gas Permit | Residential | New | Draft | Residential - NEW GAS LINES | NULL
SP-2023-00966 | 2023-06-02 | 2163 WILLIAM STREET, Vancouver, BC V5L 2S2 | Sprinkler Permit | Residential | New | Issued | Residential - 2FD - FRONT - 2163 WILLIAM ST BACK - 2161 WILLIAM ST Install sprinklers in duplex >DB: To construct a 2.5 storey two-family dwelling with a detached accessory building (garage) and 1 open parking at the rear providing total of 3 parking spaces, having vehicular access from the lane. Note: The entire building, INCLUDING THE ATTACHED GARAGE (if applicable), to be sprinklered to 2 x NFPA 13D 1. A/C proposed – Exterior component located in Rear, Interior component located in Second Floor | Gold Key Fire Protection Ltd
MP-2023-01015 | 2023-06-06 | 2163 WILLIAM STREET, Vancouver, BC V5L 2S2 | Mechanical Permit | NULL | NULL | Issued | NULL | Power Frost AC & Heating Ltd
EP-2022-08616 | 2022-10-13 | 2163 WILLIAM STREET, Vancouver, BC V5L 2S2 | Electrical Permit | Residential | New | Completed | Installation / Repair - Residential - wiring and finishing work for duplex >BP: To construct a 2.5 storey two-family dwelling ($768,885) with a detached accessory building (garage) and 1 open parking at the rear providing total of 3 parking spaces, having vehicular access from the lane. Note: The entire building, INCLUDING THE ATTACHED GARAGE (if applicable), to be sprinklered to 2 x NFPA 13D 1. A/C proposed – Exterior component located in Rear, Interior component located in Second Floor 2. Schedule B: (J.J.S HUI) P.Eng (778-319-3403) Structural & Geotechnical 3. HPO: Residential Builder- Apple Construction Ltd Note: This is a 2.5 storey building pursuant to the Zoning and Development By-Law **THIS PERMIT HAS BEEN ISSUED UNDER THE REQUIREMENTS OF VBBL #12511 (2019) ** | STAT ELECTRICS LIMITED
PP-2022-03618 | 2022-10-11 | 2163 WILLIAM STREET, Vancouver, BC V5L 2S2 | Plumbing Permit | Residential | New | Issued | Residential - sump | SOURCE ONE EXCAVATING LTD
PP-2022-03891 | 2022-10-28 | 2163 WILLIAM STREET, Vancouver, BC V5L 2S2 | Plumbing Permit | Residential | New | Completed | Residential - 2FD - FRONT - 2163 WILLIAM ST BACK - 2161 WILLIAM ST Plumbing and heating >DB: To construct a 2.5 storey two-family dwelling with a detached accessory building (garage) and 1 open parking at the rear providing total of 3 parking spaces, having vehicular access from the lane. Note: The entire building, INCLUDING THE ATTACHED GARAGE (if applicable), to be sprinklered to 2 x NFPA 13D 1. A/C proposed – Exterior component located in Rear, Interior component located in Second Floor | Atlantis Plumbing & Heating Ltd
GP-2023-03120 | 2023-10-18 | 2227 WILLIAM STREET, Vancouver, BC V5L 2S5 | Gas Permit | Residential | Tenant Improvement | Completed | Residential - replaced hot water tank | Campbell Care Plumbing, Heating & Air Ltd.
GP-2024-00182 | 2024-01-23 | 3324 WILLIAM STREET, Vancouver, BC V5K 2Z3 | Gas Permit | Residential | Renovation | Issued | Residential - Replace gas furnace on ground floor. | Canadian Care Heating & Cooling Ltd
GP-2024-00131 | 2024-01-16 | 3326 WILLIAM STREET, Vancouver, BC V5K 2Z3 | Gas Permit | Residential | Addition | Completed | Residential - re and re gas range | Christopher Sterling
GP-2022-01407 | 2022-05-05 | 3651 WELLINGTON AVENUE, Vancouver, BC V5R 4Z4 | Gas Permit | Residential | Addition | Completed | Residential - Combi Boiler 199,000 BTU re/re | HAMZEH GERAMI Dba Nation Heating & Cooling
EP-2023-06674 | 2023-07-24 | 3683 WELLINGTON AVENUE, Vancouver, BC V5R 4Z5 | Electrical Permit | Commercial | Renovation | Issued | Installation / Repair - Commercial - Re&Re Fire Alarm Panel. Note: This fire alarm system upgrade is limited only to the replacement of existing fire alarm panel without altering the existing wiring or outlet boxes. The issuance of this permit is based on Bulletin 2018-004-BU/EL. | Cobing Building Solutions Ltd
MP-2022-00138 | 2022-08-22 | 3438 WELWYN STREET, Vancouver, BC V5N 3Y7 | Mechanical Permit | NULL | NULL | Completed | NULL | Tek Climate Heating & Air Conditioning Ltd
EP-2024-00599 | NULL | 3438 WELWYN STREET, Vancouver, BC V5N 3Y7 | Electrical Permit | Residential | Addition | Application Incomplete | Installation / Repair - Residential - Electrical rough-in for heat pump CF-2023-008347 | Red Ryno Energy Ltd
GP-2022-01989 | 2022-07-05 | 3451 WELWYN STREET, Vancouver, BC V5N 3Y8 | Gas Permit | Residential | Tenant Improvement | Completed | Residential - Boiler Replacement | Wah Fai Plumbing & Heating Inc
EP-2022-07900 | 2022-09-23 | 3451 WELWYN STREET, Vancouver, BC V5N 3Y8 | Electrical Permit | Residential | Addition | Completed | Installation / Repair - Residential - Roughing and finishing for garage only -200 amp service will be from pole to house then 100 amp to new garage from house. Only 1 meter -1 car charger in garage >BP: To construct a detached 23'-8" x 21' accessory building (garage) at the rear of this existing one family dwelling providing 2 parking space having vehicular access from the lane. >>>>Amend: Sept. 27th/Sept. 28th -New work for garage and service upgrade 100A to 200A -cost of installation increase by $2,000 | Maple Leaf Electrical Ltd
EP-2022-07950 | NULL | 3451 WELWYN STREET, Vancouver, BC V5N 3Y8 | Electrical Permit | Residential | New | Withdrawn | Installation / Repair - Residential - Service upgrade from 100A to 200A | Maple Leaf Electrical Ltd
EP-2023-04711 | 2023-05-29 | 3460 WELWYN STREET, Vancouver, BC V5N 3Y7 | Electrical Permit | Residential | New | Issued | Temporary Power - Residential - To provide temporary power. NOTE: Work authorized by this permit is for placement of a temporary power pole only and does not authorize any site construction and/or excavation. A separate Building Permit will be required prior to commencement of any other work on this site. | New Target Electrical Ltd
GP-2022-01900 | 2022-06-23 | 3496 WELWYN STREET, Vancouver, BC V5N 3Y7 | Gas Permit | Residential | Renovation - Dwelling Unit(s) only | Completed | Residential - RE & RE COMBI BOILER | 484081 BC LTD
GP-2023-03959 | 2023-12-09 | 3539 WELWYN STREET, Vancouver, BC V5N 3Y8 | Gas Permit | Residential | New | Completed | Residential - re and re furnace | Royal Pro Heating Ltd
EP-2023-10183 | 2023-11-30 | 3550 WELWYN STREET, Vancouver, BC V5N 3Y7 | Electrical Permit | Commercial | Tenant Improvement | Completed | Installation / Repair - Commercial - Exisitng home remove and make safe knob and tube (AFCI, one small section), fix damaged wiring from squirrels, one range branch circuit, swap fans, make safe any non-compliant wiring, bond gas, smoke alarms for new home owner. DP was with old owner This does not pertain to the development permit. It only covers the make safe of the current property to the existing house, with the addition of a couple branch circuit alterations, as noted | Newma Power Systems Inc
SP-2023-00823 | 2023-05-17 | 3551 WELWYN STREET, Vancouver, BC V5N 3Y8 | Sprinkler Permit | Residential | New | Completed | Residential - 1FD - Sprinkler >DB: To construct a 2 storey + basement one-family dwelling with a detached accessory building (garage), at the rear providing 3 parking spaces, having vehicular access from the lane. Note: This Building Permit will remain in a suspended status until the associated (green) Demolition Permit BP-2022-02397 is completed. Note: This is a 2 storey building pursuant to the Zoning and Development By-Law. 1- No bar/Sink proposed 2- A/C unit proposed in the rear yard | Ghuman Mechanical Ltd
EP-2023-04404 | 2023-05-23 | 3551 WELWYN STREET, Vancouver, BC V5N 3Y8 | Electrical Permit | Residential | New | Completed | Installation / Repair - Residential - Tv, telephone, alarm prewire and complete. >BP: To construct a 2 storey + basement one-family dwelling ($603,500) with a detached accessory building (garage), at the rear providing 3 parking spaces, having vehicular access from the lane. Note: This is a 2 storey building pursuant to the Zoning and Development By-Law. 1- No bar/Sink proposed 2- A/C unit proposed in the rear yard 3- Schedule B: YATENDRA KUMAR SHARMA, P.Eng. (778-863-7076) Structural & Geotechnical 4- BC Housing Residential Builder - Star Home Plans ***This permit is issued under the VBBL 2019, with updated energy requirements as per bylaw # 12997 effective Jan 01, 2022.*** | Tvisha Technologies Ltd
PP-2023-01151 | 2023-04-03 | 3551 WELWYN STREET, Vancouver, BC V5N 3Y8 | Plumbing Permit | Residential | New | Completed | Residential - Plumbing >BP: To construct a 2 storey + basement one-family dwelling with a detached accessory building (garage), at the rear providing 3 parking spaces, having vehicular access from the lane. | Ghuman Mechanical Ltd
GP-2023-01351 | 2023-04-26 | 3551 WELWYN STREET, Vancouver, BC V5N 3Y8 | Gas Permit | Residential | New | Completed | Residential - Gas piping for two appliances >BP: To construct a 2 storey + basement one-family dwelling ($603,500) with a detached accessory building (garage), at the rear providing 3 parking spaces, having vehicular access from the lane. | Ghuman Mechanical Ltd
EP-2023-03720 | 2023-05-19 | 3551 WELWYN STREET, Vancouver, BC V5N 3Y8 | Electrical Permit | Residential | New | Completed | Installation / Repair - Residential - Rough wiring, finishing and service of new house with new garage *An approved mechanical permit is required for the installation of air conditioning or heat pump unit at the time of installation before an electrical inspection will be performed >BP: To construct a 2 storey + basement one-family dwelling ($603,500) with a detached accessory building (garage), at the rear providing 3 parking spaces, having vehicular access from the lane. Note: This Building Permit will remain in a suspended status until the associated (green) Demolition Permit BP-2022-02397 is completed. Note: This is a 2 storey building pursuant to the Zoning and Development By-Law. 1- No bar/Sink proposed 2- A/C unit proposed in the rear yard 3- Schedule B: YATENDRA KUMAR SHARMA, P.Eng. (778-863-7076) Structural & Geotechnical 4- BC Housing Residential Builder - Star Home Plans ***This permit is issued under the VBBL 2019, with updated energy requirements as per bylaw # 12997 effective Jan 01, 2022.*** | OPTIMUM ELECTRICAL LTD
MP-2023-00620 | 2023-04-11 | 3551 WELWYN STREET, Vancouver, BC V5N 3Y8 | Mechanical Permit | NULL | NULL | Completed | NULL | Ghuman Mechanical Ltd
PP-2023-00263 | 2023-01-25 | 3551 WELWYN STREET, Vancouver, BC V5N 3Y8 | Plumbing Permit | Residential | New | Completed | Residential - Sump >BP: To construct a 2 storey + basement one-family dwelling ($603,500) with a detached accessory building (garage), at the rear providing 3 parking spaces, having vehicular access from the lane. | AKAL DEMOLITION & EXCAVATING LTD
EP-2023-01027 | 2023-02-06 | 3551 WELWYN STREET, Vancouver, BC V5N 3Y8 | Electrical Permit | Residential | New | Expired | Temporary Power - Residential - To provide temporary power. | OPTIMUM ELECTRICAL LTD
GP-2022-02830 | 2022-09-21 | 1150 W KING EDWARD AVENUE, Vancouver, BC V6H 1Z6 | Gas Permit | Residential | Renovation | Completed | Residential - FURNACE RE/RE | Reliance Comfort Limited Partnership
EP-2022-10596 | 2023-02-09 | 1260 W KING EDWARD AVENUE, Vancouver, BC V6H 1Z7 | Electrical Permit | Residential | Renovation | Completed | Installation / Repair - Residential - Install a new DCC-9 controller and a new Level 2 EV charge. | Mott Electric General Partnership
EP-2022-10492 | 2022-12-15 | 207 W HASTINGS STREET, Vancouver, BC V6B 1H7 | Electrical Permit | Commercial | Tenant Improvement | Completed | Installation / Repair - Commercial - Installation of 3 new exit combination packs with emergency lighting, and one separate battery pack. -We are only installing exit signage with built-in emergency lighting. No change to the suite's primary lighting. This was mandated by a City of Vancouver inspection. | Bourne Electric Ltd
EP-2022-07972 | 2022-09-26 | 207 W HASTINGS STREET, Vancouver, BC V6B 1H7 | Electrical Permit | Commercial | Tenant Improvement | Completed | Installation / Repair - Commercial - LED UPGRADE , BYPASS BALLAST | Energy Network Services Inc
EP-2023-07243 | 2023-08-09 | 207 W HASTINGS STREET, Vancouver, BC V6B 1H7 | Electrical Permit | Commercial | NULL | Issued | Annual / Operating - Maintenance of existing operating electrical equipment. | Richard J Piendl
PP-2023-03976 | 2023-11-10 | 207 W HASTINGS STREET, Vancouver, BC V6B 1H7 | Plumbing Permit | Commercial | Addition | Completed | Commercial - Installed new 7 backflow as requested from Paul Allen | Maestro Plumbing Heating & Air Conditioning Ltd
EP-2022-03801 | 2022-05-10 | 207 W HASTINGS STREET, Vancouver, BC V6B 1H7 | Electrical Permit | Commercial | Renovation | Completed | Installation / Repair - Commercial - replace lighting fixtures on fire escape - existing fixtures are corroded, shorted and water-damaged Amend: May 25, 2022 Please amend to the correct address: 207 W Hastings Street | Richard J Piendl
EP-2022-07267 | 2022-08-31 | 322 W HASTINGS STREET, Vancouver, BC V6B 1K6 | Electrical Permit | Commercial | Renovation | Completed | Installation / Repair - Commercial - Installation for a fridge circuit, glass washer, added plugs at the bar >BP: Interior alterations to expand 322 W Hastings Street into 324 W Hastings Street and change of use/Major occupancy of 324 W Hastings from Retail to Restaurant Class 1 for an existing tenant at this mixed use building on site. No change to cooking operation. Note: This application is reviewed under VBBL 2019. | Maluma Electric Ltd
GP-2022-03009 | 2022-10-05 | 2688 W KING EDWARD AVENUE, Vancouver, BC V6L 1T6 | Gas Permit | Residential | Renovation | Completed | Residential - RENADRE OF GAS RANGE | Coal Harbour Mechanical Ltd
EP-2023-05779 | 2023-06-27 | 2785 W KING EDWARD AVENUE, Vancouver, BC V6L 3C2 | Electrical Permit | Residential | Renovation - Dwelling Unit(s) only | Completed | Installation / Repair - Residential - Service upgrade from 100 amp to 200 amp. | Shuming Electric Ltd
EP-2023-04981 | 2023-06-06 | 2838 W KING EDWARD AVENUE, Vancouver, BC V6L 1T9 | Electrical Permit | Residential | Addition | Issued | Installation / Repair - Residential - Installation of security alarm system. | ADT Security Services Canada Inc
GP-2021-03087 | 2022-02-27 | 1860 WATERLOO STREET, Vancouver, BC V6R 3G4 | Gas Permit | Residential | Tenant Improvement | Completed | Residential - Replace furnace @ 60,000 BTU | PAPA PLUMBING & HEATING LTD.
GP-2023-04108 | 2023-12-19 | 1923 WATERLOO STREET, Vancouver, BC V6R 3G7 | Gas Permit | Residential | Renovation - Dwelling Unit(s) only | Issued | Residential - Installing on-demand water heater | Reid Brothers Plumbing & Heating Ltd
EP-2022-00306 | 2022-01-20 | 2120 WATERLOO STREET, Vancouver, BC V6R 3G9 | Electrical Permit | Residential | Renovation | Completed | Installation / Repair - Residential - Install New mast and Electrical meter to repair B.C. Hydro Arial trespass. -relocating the Main disconnect switch | Balsam Electric Ltd
GP-2023-04073 | 2023-12-18 | 2171 WATERLOO STREET, Vancouver, BC V6R 3H1 | Gas Permit | Residential | Tenant Improvement | Completed | Residential - Replacement of 50 gallon gas hot water heater and 60,000btuh furnace that was flood damaged. Replacement is like for like connecting onto existing pipework and venting | A-1 Drainage Plumbing & Heating Limited
GP-2023-04220 | 2023-12-28 | 2230 WATERLOO STREET, Vancouver, BC V6R 3H3 | Gas Permit | Residential | Renovation | Completed | Residential - re and re range | Han Appliances & Refrigeration Ltd
PP-2022-01561 | 2022-05-11 | 2866 WATERLOO STREET, Vancouver, BC V6R 3J3 | Plumbing Permit | Residential | New | Completed | Residential - Plumbing for: New construction duplex. >To construct a 2 1/2 storey two-family dwelling ($1 350,000.00) with a detached accessory building (garage), at the rear providing 2 parking spaces, having vehicular access from the lane. | Pacific Peak to Peak Plumbing & Heating Ltd
EP-2022-03563 | 2022-05-12 | 2866 WATERLOO STREET, Vancouver, BC V6R 3J3 | Electrical Permit | Residential | New | Completed | Installation / Repair - Residential - Complete wiring of new duplex building >BP: To construct a 2 1/2 storey two-family dwelling ($1 350,000.00) with a detached accessory building (garage), at the rear providing 2 parking spaces, having vehicular access from the lane. Note: This Building Permit will remain in a suspended status until the associated (green) Demolition Permit BP-2021-05638 is completed. Note: This is a 2 1/2 storey building pursuant to the Zoning and Development By-Law The entire building, INCLUDING THE ATTACHED GARAGE (if applicable), to be sprinklered to NFPA 13R. 1. A/C unit proposed by garage, int. in crawl space 2. No bar sink proposed 3. Schedule A: Emily Frits -Frits de Vries, Architect (604.736.7820) 4. Schedule B: Emily Frits- Frits de Vries, Architect (604.736.7820) 5. Schedule D: Pierre-Michel Busque, P.Eng (604.277.7787) 6. Schedule B: Clinton Yiu, P.Eng (604.255.7670) Structural 7. Schedule B: P.K.L. Fong, P.Eng (604.837.3205) Geotechnical 8. HPO: Residential Builder, Smithwood Builders Inc. "Combustible projections or roof soffits on an exposing building face shall not project to less than .45m from the property line and shall be in compliance with VBBL 2014 9.10.15.5.(9)" Any alterations or conversions to the attached garage (if applicable) to habitable living space shall not be permitted without first obtaining the approval of the Director of Planning and the Chief Building Official. Thermal protection measures and Laneway house design guidelines shall be required to be met prior to the approval of the conversion. ******THIS PERMIT HAS BEEN ISSUED UNDER THE REQUIREMENTS OF VBBL 2019 | Infield Electrical Systems Inc
PP-2022-01468 | 2022-05-02 | 2866 WATERLOO STREET, Vancouver, BC V6R 3J3 | Plumbing Permit | Residential | New | Completed | Residential - 2FD+2LO's - FRONT UNIT - 2866 WATERLOO ST - #1 & #2 BACK UNIT - 2868 WATERLOO ST - #1 & #2 Install storm sump To construct a 2 1/2 storey two-family dwelling with a detached accessory building (garage), at the rear providing 2 parking spaces, having vehicular access from the lane. Note: This is a 2 1/2 storey building pursuant to the Zoning and Development By-Law The entire building, INCLUDING THE ATTACHED GARAGE (if applicable), to be sprinklered to NFPA 13R. 1. A/C unit proposed by garage, int. in crawl space 2. No bar sink proposed | Junkyard Boys Refuse Removal & Demolition Ltd
PP-2023-02451 | 2023-07-12 | 2866 WATERLOO STREET, Vancouver, BC V6R 3J3 | Plumbing Permit | Residential | New | Completed | Residential - 2FD+LO - install 3/4" backflow prevention device for irrigation | M&M Industries Ltd
EP-2023-00966 | 2023-02-06 | 2866 WATERLOO STREET, Vancouver, BC V6R 3J3 | Electrical Permit | Residential | New | Completed | Installation / Repair - Residential - Security Alarm/Surveillance rough wire and installation >Permit Amendment Oct 19, 2023 -"Previously responsible for Security alarm and surveillance cameras; Clients opted for10 loads/side Lighting control, intercom, control4 automation with touchscreens" >BP: To construct a 2 1/2 storey two-family dwelling ($1 350,000.00) with a detached accessory building (garage), at the rear providing 2 parking spaces, having vehicular access from the lane. Note: This is a 2 1/2 storey building pursuant to the Zoning and Development By-Law The entire building, INCLUDING THE ATTACHED GARAGE (if applicable), to be sprinklered to NFPA 13R. 1. (2) A/C units proposed crawl space floor area/ handling units proposed -Upper floor ceiling areas 2. No bar sink proposed 3. Schedule A: Emily Frits -Frits de Vries, Architect (604.736.7820) 4. Schedule B: Emily Frits- Frits de Vries, Architect (604.736.7820) 5. Schedule D: Pierre-Michel Busque, P.Eng (604.277.7787) 6. Schedule B: Clinton Yiu, P.Eng (604.255.7670) Structural 7. Schedule B: P.K.L. Fong, P.Eng (604.837.3205) Geotechnical 8. HPO: Residential Builder, Smithwood Builders Inc. "Combustible projections or roof soffits on an exposing building face shall not project to less than .45m from the property line and shall be in compliance with VBBL 2014 9.10.15.5.(9)" | Highwire AV Solutions Inc
NULL | NULL | 2866 WATERLOO STREET, Vancouver, BC V6R 3J3 | Electrical Permit | Residential | New | Draft | Installation / Repair - Residential - Low voltage cabling of telephone, cable tv, shades, and cameras in both sides of duplex. | West Coast Plasma Gallery Inc
NULL | NULL | 2866 WATERLOO STREET, Vancouver, BC V6R 3J3 | Electrical Permit | Residential | New | Draft | Installation / Repair - Residential - Low voltage cabling of telephone, computer network, cable tv, cameras, and shades. | West Coast Plasma Gallery Inc
GP-2023-00618 | 2023-02-24 | 2866 WATERLOO STREET, Vancouver, BC V6R 3J3 | Gas Permit | Residential | New | Completed | Residential - 2 Range, 2 Boiler & 2 Fireplace Gas ( fire place rough in only ) >BP: To construct a 2 1/2 storey two-family dwelling ($1 350,000.00) with a detached accessory building (garage), at the rear providing 2 parking spaces, having vehicular access from the lane. | WDR CONTRACTING LTD
MP-2022-00369 | 2022-10-11 | 2866 WATERLOO STREET, Vancouver, BC V6R 3J3 | Mechanical Permit | NULL | NULL | Completed | NULL | WDR CONTRACTING LTD
GP-2022-03702 | 2022-11-23 | 2866 WATERLOO STREET, Vancouver, BC V6R 3J3 | Gas Permit | Residential | New | Completed | Residential - Installation of 2 gas fireplaces- venting and hook up only. | Urban Fireplaces Ltd
SP-2023-00008 | 2023-01-04 | 2866 WATERLOO STREET, Vancouver, BC V6R 3J3 | Sprinkler Permit | Residential | New | Completed | Residential - installation of a new fire sprinkler system To construct a 2 1/2 storey two-family dwelling ($1 350,000.00) with a detached accessory building (garage), at the rear providing 2 parking spaces, having vehicular access from the lane. | CENTRE LINE FIRE SPRINKLERS LTD
EP-2023-00224 | 2023-01-10 | 2866 WATERLOO STREET, Vancouver, BC V6R 3J3 | Electrical Permit | Residential | New | Expired | Temporary Power - Residential - To provide temporary power. | Infield Electrical Systems Inc
PP-2022-03505 | 2022-10-03 | 2866 WATERLOO STREET, Vancouver, BC V6R 3J3 | Plumbing Permit | Residential | New | Completed | Residential - plumbing **Amend 12/19/2022* Taking over PP-2022-01561 letter has been uploaded To construct a 2 1/2 storey two-family dwelling with a detached accessory building (garage), at the rear providing 2 parking spaces, having vehicular access from the lane. Note: This Building Permit will remain in a suspended status until the associated (green) Demolition Permit BP-2021-05638 is completed. Note: This is a 2 1/2 storey building pursuant to the Zoning and Development By-Law The entire building, INCLUDING THE ATTACHED GARAGE (if applicable), to be sprinklered to NFPA 13R. 1. (2) A/C units proposed crawl space floor area/ handling units proposed -Upper floor ceiling areas 2. No bar sink proposed 3. Schedule A: Emily Frits -Frits de Vries, Architect (604.736.7820) 4. Schedule B: Emily Frits- Frits de Vries, Architect (604.736.7820) 5. Schedule D: Pierre-Michel Busque, P.Eng (604.277.7787) 6. Schedule B: Clinton Yiu, P.Eng (604.255.7670) Structural 7. Schedule B: P.K.L. Fong, P.Eng (604.837.3205) Geotechnical 8. HPO: Residential Builder, Smithwood Builders Inc. | WDR CONTRACTING LTD
EP-2023-02923 | 2023-04-05 | 2926 WATERLOO STREET, Vancouver, BC V6R 3J5 | Electrical Permit | Residential | Addition | Completed | Installation / Repair - Residential - Install 14-50R receptacle for E.V. charger directly below panel. Dedicated 200a service drop to garage (panel mostly empty). Detached garage has standalone 200a service and meter. Panel only services garage loads (one plug/light cct, one baseboard heat cct). | Elysium Electric Ltd
MP-2023-00207 | 2023-02-15 | 2933 WATERLOO STREET, Vancouver, BC V6R 3J4 | Mechanical Permit | NULL | NULL | Completed | NULL | Central Commercial & Residential Services
EP-2023-00155 | 2023-01-13 | 2933 WATERLOO STREET, Vancouver, BC V6R 3J4 | Electrical Permit | Residential | Addition | Completed | Installation / Repair - Residential - New 200A overhead service upgrade + new dedicated heat pump circuit -A mechanical permit is required for heat pump installation before an electrical inspection will be performed | KOVAC ELECTRICAL GROUP LTD.
GP-2022-01158 | 2022-04-12 | 6111 WILTSHIRE STREET, Vancouver, BC V6M 3M1 | Gas Permit | Residential | Renovation - Dwelling Unit(s) only | Completed | Residential - Installing furnace | Reid Brothers Plumbing & Heating Ltd
EP-2022-06865 | NULL | 6111 WILTSHIRE STREET, Vancouver, BC V6M 3M1 | Electrical Permit | Commercial | NULL | Application Incomplete | Annual / Operating - COMMERCAIL FILMING GENERATOR | Filmgroup.tv Ltd
GP-2022-00818 | 2022-03-15 | 6112 WILTSHIRE STREET, Vancouver, BC V6M 3M2 | Gas Permit | Residential | Tenant Improvement | Completed | Residential - H/E hot water heater replacement. | Wah Fai Plumbing & Heating Inc
GP-2023-02398 | 2023-08-16 | 3178 WELLINGTON AVENUE, Vancouver, BC V5R 4X8 | Gas Permit | Residential | Renovation - Dwelling Unit(s) only | Completed | Residential - Furnace replacement | General Heating Ltd
EP-2022-03553 | 2022-05-03 | 2882 W 8TH AVENUE, Vancouver, BC V6K 2B9 | Electrical Permit | Residential | Addition | Completed | Installation / Repair - Residential - Upgrading overhead service to 200amp | ABC1 ELECTRICAL SERVICES LTD.
GP-2023-03953 | 2023-12-08 | 2916 W 8TH AVENUE, Vancouver, BC V6K 2B9 | Gas Permit | Residential | Renovation | Completed | Residential - hot water tank replacement | Reid Brothers Plumbing & Heating Ltd
GP-2023-01374 | 2023-04-27 | 2975 W 8TH AVENUE, Vancouver, BC V6K 2C2 | Gas Permit | Residential | Addition | Completed | Residential - re and re gas range | Christopher Sterling
GP-2022-00202 | 2022-01-24 | 2980 W 8TH AVENUE, Vancouver, BC V6K 2C1 | Gas Permit | Residential | Renovation | Completed | Residential - To replace 1 hot water tank in the same location. | Paolo's Plumbing & Heating Ltd
EP-2023-05522 | 2023-07-04 | 3036 W 8TH AVENUE, Vancouver, BC V6K 2C1 | Electrical Permit | Residential | Addition | Completed | Installation / Repair - Residential - 2nd Service drop to address for garage- 100A -Supply and install new 100A Meter Base -Supply and install Service Mast from Meter Base through roof lining to CEC specified height -Supply and install 100A Main Panel fed from 100A Meter Base -Reinstate all Garage circuits to new 100A Main Panel, junction if necessary -Supply and install new Grounding Plate -Label new 100A Main Panel with all existing and new branch circuits -Test connections and commission installation -Tidy site and dispose of garbage correctly and safely -Supply and install 60A breaker in Garage Panel -Supply and install 6AWG RW90 through new conduit to junction box above Customer supplied EV Charger location (near entry door) -Supply and install 6 AWG 3C NMD90 from junction box, inside wall, to Customer supplied EV Charger -Test connections and commission installation -Tidy site and dispose of garbage correctly and safely | TDR Electric Inc
GP-2022-01428 | 2022-12-13 | 3053 W 8TH AVENUE, Vancouver, BC V6K 2C2 | Gas Permit | Residential | Addition | Completed | Residential - running a gas line for a stove and another line for a possible future fireplace piping only | Haigh Mechanical
GP-2022-03919 | 2022-12-12 | 3053 W 8TH AVENUE, Vancouver, BC V6K 2C2 | Gas Permit | Residential | Renovation | Completed | Residential - INSTALL 1 GAS INSERT / VENT AND CONNECT ONLY / OTHER CONTRACTOR WILL RUN GAS LINE. | The LM Fireplace Warehouse Ltd.
EP-2023-11174 | 2024-01-09 | 3053 W 8TH AVENUE, Vancouver, BC V6K 2C2 | Electrical Permit | Residential | Renovation | Issued | Installation / Repair - Residential - Upgrade main hydro service from 100A to 200A. | CF Electrical Services ltd
GP-2023-00470 | 2023-02-08 | 3172 W 8TH AVENUE, Vancouver, BC V6K 2C3 | Gas Permit | Residential | Tenant Improvement | Completed | Residential - Furnace & Hot Water Tank Replacement | Wah Fai Plumbing & Heating Inc
GP-2022-03495 | 2022-11-08 | 2893 W KING EDWARD AVENUE, Vancouver, BC V6L 1V1 | Gas Permit | Residential | Renovation | Completed | Residential - Replace old deficient 50 gal gas hot water tank with a new one | Maestro Plumbing Heating & Air Conditioning Ltd
PP-2023-00670 | 2023-03-02 | 3059 W KING EDWARD AVENUE, Vancouver, BC V6L 1V4 | Plumbing Permit | Residential | Tenant Improvement | Completed | Residential - Drain tile replacement & Sump installation excavation along both sides of property. Seal entire foundation with a tar based sealant and apply a Delta MS500 waterproofing membrane. A two tier PVC piping system is to be installed. A 4 inch perforated PVC pipe is to be installed where the foundation slab meets ground level. This drain will be bedded with 3/4 inch gravel. March 1/23-AMEND to add outdoor sump to fixtures tab A 30 inch diameter sump is to be installed at 7+ feet deep. The sump outlet is to connect to sewer line with a CSA approved back flow valve. In total there will be 4 drain inlets and one outlet leading to the sewer line. | Red Seal Drainage & Plumbing Inc
EP-2023-10104 | 2023-12-12 | 1499 W PENDER STREET, Vancouver, BC V6G 0A7 | Electrical Permit | Residential | Addition | Issued | Installation / Repair - Residential - Supply and install (1) 175A 600V add to the existing breaker in the main switchboard "Dist 6H" •Supply and install (1) 175A 600V add to the existing breaker in the main switchboard "Dist 6H" •Supply and install (2) 150KVA 600-120/208V stepdown Transformers •Supply and install ACWU feeds from Dist 6H to the 600A Splitters •Supply and install (4) 150A 120/208V 3PH 60cct panels on level 2,3,4,5 of the east parkade •Supply and install (1) 175A 120/208V 3PH 60cct panels on level 6 of the east parkade •Supply and install (1) 125A 120/208V 3PH 60cct panels on level 1 of the east parkade •Supply and install (1) 100A 600V add to the existing breaker in the main switchboard "Dist 2HW" •Supply and install (1) 112.5KVA 600-120/208V stepdown Transformers •Supply and install (1) 400A 120/208V 3PH 60cct panel in the west parkade •Supply and install (1) 200A 120/208V 3PH 60cct panel in the west parkade •Supply and install "Main trunks" down the parking lanes and junction boxes within 3M of the parking stalls •Provide 40A Circuits to each parking stall •Supply and install (1) antenna outside for the networking system •Supply and install (3) 16 Port POE Switch •Supply and install up to (30) WIFI Access points throughout the parkade with 2 drops per WAP and 2 channels. •Supply and install (1500’’) of conduit for the WIFI Access points •Setup and commission system with the SWITCH Network •Scanning and coring costs included •Firestopping included •Pipe guards included for riser cables •Bollards included for electrical panels •Electrical permits & Inspections included •Electrical drawings are included | TDR Electric Inc
EP-2023-09878 | 2023-11-01 | 1529 W PENDER STREET, Vancouver, BC V6G 3J3 | Electrical Permit | Commercial | Addition | Completed | Installation / Repair - Commercial - Low voltage pulse data collector install & cable for gas utility meter. | Mak Systems Inc
EP-2023-00069 | 2023-01-05 | 1529 W PENDER STREET, Vancouver, BC V6G 3J3 | Electrical Permit | Commercial | Renovation | Completed | Installation / Repair - Commercial - Upgrade existing Electric Vehicle Charging Infrastructure. Install customer supplied EV Chargers, and install new conduits and communication for EV chargers. | Power Pros Electrical Ltd
EP-2022-04128 | 2022-05-19 | 1529 W PENDER STREET, Vancouver, BC V6G 3J3 | Electrical Permit | Commercial | Renovation | Completed | Installation / Repair - Commercial - To replace faulty outdoor annunciator | Fina Electrical Systems Ltd
GP-2022-01785 | 2022-06-13 | 4414 WALDEN STREET, Vancouver, BC V5V 3S3 | Gas Permit | Residential | New | Completed | Residential - New gas fixtures Note: furnace is piping only >>>>Amend: Aug. 19th -Add 1 fireplace (piping only) AMEND: SEPT 7/2022 The inspector at rough in requested I remove the gas range from the permit Please remove the gas range fixture Amend: Oct 20, 2022 Change the furnace from rough in only to furnace complete as per Ed's instructions | BD Plumbing
PP-2022-01835 | 2022-05-31 | 4414 WALDEN STREET, Vancouver, BC V5V 3S3 | Plumbing Permit | Residential | New | Completed | Residential - new construction >BP: To construct a 2 storey + basement one-family dwelling with a secondary suite ($712,800) with an attached garage providing one parking space, having vehicular access from front street. Note: This Building Permit will remain in a suspended status until the associated (green) Demolition Permit BP-2021-02243 is completed. Note: This is a 2 storey building pursuant to the Zoning and Development By-Law A/C unit proposed in rear yard & second storey Schedule B: Henry S.N. Hsu P.Eng (604.322.7158) Structural Schedule B:Thanh Le P.Eng (604.421.3288) Geotechnical HPO: Residential Builder - Solaris Properties Inc. ******THIS PERMIT HAS BEEN ISSUED UNDER THE REQUIREMENTS OF VBBL #12511 (2019)****** >>Amend: Aug. 19th -Add 2 roof drains - they are interior so inspector said they are technically deck drains | BD Plumbing
PP-2022-01360 | 2022-04-25 | 4414 WALDEN STREET, Vancouver, BC V5V 3S3 | Plumbing Permit | Residential | New | Completed | Residential - 1FD+SS - #1 & #2 - new gravity sump To construct a 2 storey + basement one-family dwelling with a secondary suite with an attached garage providing one parking space, having vehicular access from front street. Note: This is a 2 storey building pursuant to the Zoning and Development By-Law A/C unit proposed in rear yard & second storey | Vancouver Excavating and Contracting Ltd
EP-2022-01273 | NULL | 4414 WALDEN STREET, Vancouver, BC V5V 3S3 | Electrical Permit | Residential | New | Application Incomplete | Temporary Power - Residential - To provide temporary power. | Dragon Electric Ltd
SP-2022-01317 | 2022-08-17 | 4414 WALDEN STREET, Vancouver, BC V5V 3S3 | Sprinkler Permit | Residential | New | Completed | Residential - 1FD+SS - #1 & #2 - new sprinkler system for single family house To construct a 2 storey + basement one-family dwelling with a secondary suite with an attached garage providing one parking space, having vehicular access from front street. Note: This is a 2 storey building pursuant to the Zoning and Development By-Law A/C unit proposed in rear yard & second storey | Spectrum Fire Protection Ltd
GP-2022-02588 | 2022-08-30 | 4414 WALDEN STREET, Vancouver, BC V5V 3S3 | Gas Permit | Residential | New | Completed | Residential - Installation of 1 gas fireplace -venting and hook up only >BP: To construct a 2 storey + basement one-family dwelling with a secondary suite ($712,800) with an attached garage providing one parking space, having vehicular access from front street. | Urban Fireplaces Ltd
EP-2022-08323 | 2022-10-04 | 4414 WALDEN STREET, Vancouver, BC V5V 3S3 | Electrical Permit | Residential | New | Completed | Installation / Repair - Residential - Electrical wiring of a Single family house with basement suite >BP: To construct a 2 storey + basement one-family dwelling with a secondary suite ($712,800) with an attached garage providing one parking space, having vehicular access from front street. Note: This Building Permit will remain in a suspended status until the associated (green) Demolition Permit BP-2021-02243 is completed. Note: This is a 2 storey building pursuant to the Zoning and Development By-Law A/C unit proposed in rear yard & second storey Schedule B: Henry S.N. Hsu P.Eng (604.322.7158) Structural Schedule B:Thanh Le P.Eng (604.421.3288) Geotechnical HPO: Residential Builder - Solaris Properties Inc. ******THIS PERMIT HAS BEEN ISSUED UNDER THE REQUIREMENTS OF VBBL #12511 (2019)****** | WESTPEAK ELECTRICAL LTD
EP-2022-08134 | 2022-09-27 | 4414 WALDEN STREET, Vancouver, BC V5V 3S3 | Electrical Permit | Residential | New | Completed | Installation / Repair - Residential - Low voltage wiring, network, cable ,speaker wiring, camera wiring and -Complete security alarm system >BP: To construct a 2 storey + basement one-family dwelling with a secondary suite ($712,800) with an attached garage providing one parking space, having vehicular access from front street. | Tutronic Security Sytem Co Ltd
GP-2022-00072 | 2022-01-11 | 4432 WALDEN STREET, Vancouver, BC V5V 3S3 | Gas Permit | Residential | Tenant Improvement | Completed | Residential - Installing furnace | Gandy Installations Ltd
GP-2022-02342 | 2022-08-10 | 4504 WALDEN STREET, Vancouver, BC V5V 3S5 | Gas Permit | Residential | Renovation | Completed | Residential - RE N RE - Replacement of old gas furnace | Cangas Heating Service Ltd
GP-2023-03268 | 2023-10-30 | 2957 WATERLOO STREET, Vancouver, BC V6R 3J4 | Gas Permit | Residential | Renovation | Completed | Residential - 1 Fireplace INSTALL GAS LOG SET AND RUN APPROX. 30FT OF GAS TO THE FIREPLACE LOCATION FROM THE GAS METER | The LM Fireplace Warehouse Ltd.
PP-2023-01395 | 2023-04-21 | 5987 WALES STREET, Vancouver, BC V5R 3N5 | Plumbing Permit | Residential | Addition | Completed | Residential - Plumbing >BP: To permit exterior and interior alterations and to Change the Use from One Family Dwelling to One Family Dwelling + Secondary Suite, on this inside with no lane site. Attached 2 car garage with access from Wales street. Scope to Include: Adding a kitchen to create new Secondary Suite and adding Spice Kitchen on the main floor next to the main kitchen. Remove all concrete in rear yard and keep Fire Fighter access only | Lally Plumbing & Heating Ltd
EP-2023-02671 | 2023-04-11 | 5987 WALES STREET, Vancouver, BC V5R 3N5 | Electrical Permit | Residential | Addition | Completed | Installation / Repair - Residential - spice kitchen addition >BP: To permit exterior and interior alterations and to Change the Use from One Family Dwelling to One Family Dwelling + Secondary Suite, on this inside with no lane site. Attached 2 car garage with access from Wales street. Scope to Include: Adding a kitchen to create new Secondary Suite and adding Spice Kitchen on the main floor next to the main kitchen. Remove all concrete in rear yard and keep Fire Fighter access only OK for Field Review per A. Campbell & A. Wroblewski - April.23.2021 Note to applicant: The services of a structural engineer may be required, based upon site inspection by the District Building Inspector. Energy requirements: under trigger | Roop Electric Co Ltd
EP-2023-01577 | 2023-02-23 | 6925 WALES STREET, Vancouver, BC V5S 2R9 | Electrical Permit | Residential | New | Issued | Temporary Power - Residential - To provide temporary power. | G.S.G. Electric Ltd.
PP-2023-02287 | 2023-06-27 | 6925 WALES STREET, Vancouver, BC V5S 2R9 | Plumbing Permit | Residential | New | Issued | Residential - 2FD+2SS - Installing storm sump | BigCity Excavation Ltd
PP-2023-02703 | 2023-07-31 | 6925 WALES STREET, Vancouver, BC V5S 2R9 | Plumbing Permit | Residential | New | Issued | Residential - Plumbing >BP: To construct a 2 storey two-family dwelling with 2 secondary suites located in the Basement with a detached accessory building (garage) at the rear providing 2 parking spaces, having vehicular access from the 20' lane. Note: The entire building, INCLUDING THE ATTACHED GARAGE (if applicable), to be sprinklered to 2 x NFPA 13D 1. Covenant registered at the Land Title Office under CB276832-CB276833 2. Mechanical unit proposed – Exterior component located in rear, Interior component located in second floor 3. Bar sink located in basement 4. Schedule B: (A.D.A. Prahalad) P.Eng (604.831.1431) Structural & Geotechnical 5. HPO: Residential Builder- (Biring Bros. Construction Ltd.) | HKR Plumbing Ltd
EP-2023-10048 | 2023-11-09 | 6925 WALES STREET, Vancouver, BC V5S 2R9 | Electrical Permit | Residential | New | Issued | Installation / Repair - Residential - Security alarm,cable, phone, data, doorbell -complete security alarm system >BP: To construct a 2 storey two-family dwelling with 2 secondary suites located in the Basement ($789,000) with a detached accessory building (garage) at the rear providing 2 parking spaces, having vehicular access from the 20' lane. Note: The entire building, INCLUDING THE ATTACHED GARAGE (if applicable), to be sprinklered to 2 x NFPA 13D | Supertech Systems Ltd
EP-2023-07488 | 2023-08-22 | 6925 WALES STREET, Vancouver, BC V5S 2R9 | Electrical Permit | Residential | New | Issued | Installation / Repair - Residential - Wiring and Service for new Duplex. >BP: To construct a 2 storey two-family dwelling with 2 secondary suites located in the Basement ($789,000) with a detached accessory building (garage) at the rear providing 2 parking spaces, having vehicular access from the 20' lane. Note: The entire building, INCLUDING THE ATTACHED GARAGE (if applicable), to be sprinklered to 2 x NFPA 13D 1. Covenant registered at the Land Title Office under CB276832-CB276833 2. Mechanical unit proposed – Exterior component located in rear, Interior component located in second floor 3. Bar sink located in basement 4. Schedule B: (A.D.A. Prahalad) P.Eng (604.831.1431) Structural & Geotechnical 5. HPO: Residential Builder- (Biring Bros. Construction Ltd.) Note: This is a 2 storey building pursuant to the Zoning and Development By-Law As shown by an asterisk (*) on the building permit floor plans and/or elevations, exit protection is required to be provided in accordance with Articles 9.9.4.4., 9.9.4.6., and/or 9.37.2.8. of the 2019 VBBL.” **THIS PERMIT HAS BEEN ISSUED UNDER THE REQUIREMENTS OF VBBL #12511 (2019)** | G.S.G. Electric Ltd.
MP-2023-01457 | 2023-08-08 | 6925 WALES STREET, Vancouver, BC V5S 2R9 | Mechanical Permit | NULL | NULL | Issued | NULL | HKR Plumbing Ltd
SP-2023-01802 | 2023-09-28 | 6925 WALES STREET, Vancouver, BC V5S 2R9 | Sprinkler Permit | Residential | New | Issued | Residential - DUPLEX WITH NEW SPRINKLERS >BP: To construct a 2 storey two-family dwelling with 2 secondary suites located in the Basement with a detached accessory building (garage) at the rear providing 2 parking spaces, having vehicular access from the 20' lane. Note: The entire building, INCLUDING THE ATTACHED GARAGE (if applicable), to be sprinklered to 2 x NFPA 13D 1. Covenant registered at the Land Title Office under CB276832-CB276833 2. Mechanical unit proposed – Exterior component located in rear, Interior component located in second floor 3. Bar sink located in basement 4. Schedule B: (A.D.A. Prahalad) P.Eng (604.831.1431) Structural & Geotechnical 5. HPO: Residential Builder- (Biring Bros. Construction Ltd.) | BC Fire Sprinklers Ltd
GP-2023-02771 | 2023-09-22 | 6925 WALES STREET, Vancouver, BC V5S 2R9 | Gas Permit | Residential | New | Issued | Residential - 2 boiler & 2 range Install >BP: To construct a 2 storey two-family dwelling with 2 secondary suites located in the Basement ($789,000) with a detached accessory building (garage) at the rear providing 2 parking spaces, having vehicular access from the 20' lane. | JOT MECHANICAL LTD
SP-2023-00304 | 2023-02-22 | 3342 WELLINGTON AVENUE, Vancouver, BC V5R 4Y2 | Sprinkler Permit | Residential | New | Completed | Residential - To Install 31 Sprinkler Heads >BP: To construct a 2 storey one-family dwelling with a secondary suite located in the Basement ($992,500) with an open parking pad and attached garage in laneway, providing 2 parking space total, having vehicular access from the 20' Lane. Note: The entire building, INCLUDING THE ATTACHED GARAGE (if applicable), to be sprinklered to NFPA 13D 1. Covenant registered at the Land Title Office under CA9673368 2. A/C proposed – Exterior component located in Rear, Interior component located in Second Floor. 3. Bar sink located in basement. 4. Schedule B: (J.S. Brar) P.Eng (604.501.7788) Structural & Geotechnical 5. HPO: Residential Builder- K & A Enterprises Ltd **THIS PERMIT HAS BEEN ISSUED UNDER THE REQUIREMENTS OF VBBL #12511 (2019) ** | General Sprinkler Systems Ltd
GP-2023-00416 | 2023-02-08 | 3342 WELLINGTON AVENUE, Vancouver, BC V5R 4Y2 | Gas Permit | Residential | New | Completed | Residential - install one boiler, piping for one gas range, one bbq and one fireplace >BP: To construct a 2 storey one-family dwelling with a secondary suite located in the Basement ($992,500) with an open parking pad and attached garage in laneway, providing 2 parking space total, having vehicular access from the 20' Lane. | JOT MECHANICAL LTD
EP-2023-00711 | 2023-01-30 | 3342 WELLINGTON AVENUE, Vancouver, BC V5R 4Y2 | Electrical Permit | Residential | New | Completed | Installation / Repair - Residential - Alarm, cameras tv data tel and vacuum rough in and finishing >BP: To construct a 2 storey one-family dwelling with a secondary suite located in the Basement ($992,500) with an open parking pad and attached garage in laneway, providing 2 parking space total, having vehicular access from the 20' Lane. Note: The entire building, INCLUDING THE ATTACHED GARAGE (if applicable), to be sprinklered to NFPA 13D 1. Covenant registered at the Land Title Office under CA9673368 2. A/C proposed – Exterior component located in Rear, Interior component located in Second Floor. 3. Bar sink located in basement. 4. Schedule B: (J.S. Brar) P.Eng (604.501.7788) Structural & Geotechnical 5. HPO: Residential Builder- K & A Enterprises Ltd Note: This is a 2 storey building pursuant to the Zoning and Development By-Law **THIS PERMIT HAS BEEN ISSUED UNDER THE REQUIREMENTS OF VBBL #12511 (2019) ** | Charanjit Singh
PP-2022-03343 | 2022-09-21 | 3342 WELLINGTON AVENUE, Vancouver, BC V5R 4Y2 | Plumbing Permit | Residential | New | Completed | Residential - Sump >Amend: Sept. 26th -add 1 sump with pump. NOTE: Engineering Assurance letter will be submitted to the Plumbing Inspector on the site. Letter shall conform to the requirements of Vancouver Bulletin 2000-008-EL/PL. | Khela Excavating Ltd.
EP-2022-07085 | 2022-08-23 | 3342 WELLINGTON AVENUE, Vancouver, BC V5R 4Y2 | Electrical Permit | Residential | New | Expired | Temporary Power - Residential - TEMPORARY POWER POLE VALID: AUG 22/2022 TO AUG 21/2023 To provide temporary power. | Best Electric Ltd
GP-2023-00138 | 2023-01-13 | 3342 WELLINGTON AVENUE, Vancouver, BC V5R 4Y2 | Gas Permit | Residential | New | Completed | Residential - fireplace installation >BP: To construct a 2 storey one-family dwelling with a secondary suite located in the Basement ($992,500) with an open parking pad and attached garage in laneway, providing 2 parking space total, having vehicular access from the 20' Lane. | Clearview Fireplaces Ltd
EP-2023-00332 | 2023-01-31 | 3342 WELLINGTON AVENUE, Vancouver, BC V5R 4Y2 | Electrical Permit | Residential | New | Completed | Installation / Repair - Residential - 1FD+SS - #1 & #2 - Service, rough wiring, and finishing. To construct a 2 storey one-family dwelling with a secondary suite located in the Basement with an open parking pad and attached garage in laneway, providing 2 parking space total, having vehicular access from the 20' Lane. Note: The entire building, INCLUDING THE ATTACHED GARAGE (if applicable), to be sprinklered to NFPA 13D 1. Covenant registered at the Land Title Office under CA9673368 2. A/C proposed – Exterior component located in Rear, Interior component located in Second Floor. 3. Bar sink located in basement. | Best Electric Ltd
PP-2022-04352 | 2022-12-06 | 3342 WELLINGTON AVENUE, Vancouver, BC V5R 4Y2 | Plumbing Permit | Residential | New | Completed | Residential - 1FD+SS - #1 & #2 - plumbing install throughout >DB: To construct a 2 storey one-family dwelling with a secondary suite located in the Basement with an open parking pad and attached garage in laneway, providing 2 parking space total, having vehicular access from the 20' Lane. Note: The entire building, INCLUDING THE ATTACHED GARAGE (if applicable), to be sprinklered to NFPA 13D 1. Covenant registered at the Land Title Office under CA9673368 2. A/C proposed – Exterior component located in Rear, Interior component located in Second Floor. 3. Bar sink located in basement. | H & R Mechanical Ltd
MP-2022-00711 | 2022-12-15 | 3342 WELLINGTON AVENUE, Vancouver, BC V5R 4Y2 | Mechanical Permit | NULL | NULL | Completed | NULL | H & R Mechanical Ltd
EP-2022-06040 | 2022-07-20 | 3360 WELLINGTON AVENUE, Vancouver, BC V5R 4Y2 | Electrical Permit | Residential | Renovation | Completed | Installation / Repair - Residential - up grade existing overhead service from 100 amp to 200 amp , install new ground plate new gas and water pipe bondiing . | Bright Way Electrical Ltd.
EP-2023-08715 | 2023-10-13 | 2425 WILLIAM STREET, Vancouver, BC V5K 2Y2 | Electrical Permit | Residential | Renovation | Issued | Installation / Repair - Residential - Install 2 outdoor GFI plugs on deck Install 2 light locations on deck over each door Install 1 new switch location Install circuit for lift Install outdoor plug under deck >BP: Exterior and interior alterations to add a new rear deck off the main floor, add a new roof deck off the second floor and to demolish the existing garage and provide a parking pad at the rear of this existing single detached house Structural Schedule B provided by Christopher Man, P.Eng Proposed building depth to 50.18' and rear yard to 40.5', letter of support from neighbour received and on file. | Nelcan Electric Ltd
EP-2023-06710 | 2023-07-25 | 2468 WILLIAM STREET, Vancouver, BC V5K 5E7 | Electrical Permit | Residential | Renovation | Completed | Installation / Repair - Residential - Repurpose existing range circuit for new induction cook top. | TCA Industries Ltd
EP-2022-07215 | 2022-08-30 | 2495 WILLIAM STREET, Vancouver, BC V5K 2Y2 | Electrical Permit | Residential | Tenant Improvement | Completed | Installation / Repair - Residential - Run 8/3 NMD90 from electrical panel into junction box on exterior of home. Transition to 8/3 Teck cable into disconnect and run a whip into air conditioning condenser. Job cancelled contractor has removed all wiring. | RVS Electrical Ltd
GP-2022-04170 | 2022-12-31 | 2536 WILLIAM STREET, Vancouver, BC V5K 2Y4 | Gas Permit | Residential | Addition | Completed | Residential - re and re hwt | Christopher Sterling
PP-2023-03681 | 2023-10-19 | 3720 W 8TH AVENUE, Vancouver, BC V6R 1Z3 | Plumbing Permit | Commercial | Renovation - Dwelling Unit(s) only | Issued | Commercial - Domestic Water Re pipe of 17 Units on 4 Floors AMEND: JAN 18/2024 See attached Hazardous Material Survey for the building | Brighter Mechanical Ltd
EP-2023-04270 | 2023-05-23 | 3788 W 8TH AVENUE, Vancouver, BC V6R 1Z3 | Electrical Permit | Residential | Tenant Improvement | Issued | Installation / Repair - Residential - Replace like for like Fire Alarm control panel and devices. Note: This permit has been issued based on Bulletin 2018-004-BU/EL. | Priority Electric LTD.
EP-2022-01726 | 2022-03-04 | 3828 W 8TH AVENUE, Vancouver, BC V6R 1Z4 | Electrical Permit | Residential | Addition | Completed | Installation / Repair - Residential - UPGRADING OVERHEAD SERVICE FROM 100 AMP TO 200 AMP. | ABC1 ELECTRICAL SERVICES LTD.
EP-2022-04867 | 2022-06-09 | 3836 W 8TH AVENUE, Vancouver, BC V6R 1Z4 | Electrical Permit | Residential | New | Expired | Temporary Power - Residential - To provide temporary power. | AECOM ELECTRIC LTD
EP-2022-08417 | 2022-10-13 | 3836 W 8TH AVENUE, Vancouver, BC V6R 1Z4 | Electrical Permit | Residential | Renovation | Issued | Installation / Repair - Residential - **DB CANCELLED** 2FD+2SS - EAST - 3836 W 8TH AV & 3834 W 8TH AV (SS) WEST - 3838 W 8TH AV - #1 & #2 Service need to be reconnect because Builder before they r going for Duplex but now they don’t want to demo , Hydro need to move power from Temporary pole to permanent at House same like before AMEND: OCT 21/2022 CHANGE ADDRESS TO 3836 W 8TH AS 3834 W 8TH HAS BEEN RETIRED AMEND: OCT 21/2022 CHANGE ADDRESS ON SECONDARY SUITE TO 3834 W 8TH AV PER ADDRESSING. | AECOM ELECTRIC LTD
GP-2022-02394 | 2022-08-15 | 3850 W 8TH AVENUE, Vancouver, BC V6R 1Z4 | Gas Permit | Residential | Addition | Completed | Residential - re and re gas range | Christopher Sterling
GP-2022-00186 | 2022-01-21 | 3864 W 8TH AVENUE, Vancouver, BC V6R 1Z4 | Gas Permit | Residential | Tenant Improvement | Completed | Residential - install gas fireplace | Campbell Care Plumbing, Heating & Air Ltd.
GP-2022-03952 | 2022-12-12 | 3870 W 8TH AVENUE, Vancouver, BC V6R 1Z4 | Gas Permit | Residential | Renovation | Completed | Residential - HWT re&re | Ferenc Nagy
GP-2023-01834 | 2023-06-15 | 3894 W 8TH AVENUE, Vancouver, BC V6R 1Z4 | Gas Permit | Residential | Renovation | Completed | Residential - New gas furnace with heat pump | Superior Gas Installations & Service Ltd
MP-2023-01080 | 2023-06-12 | 3894 W 8TH AVENUE, Vancouver, BC V6R 1Z4 | Mechanical Permit | NULL | NULL | Completed | NULL | Superior Gas Installations & Service Ltd
EP-2023-05262 | 2023-06-27 | 3894 W 8TH AVENUE, Vancouver, BC V6R 1Z4 | Electrical Permit | Residential | Tenant Improvement | Completed | Installation / Repair - Residential - Heat Pump at front of home - Run 10/2 feed from electrical panel in basement through Wiremold and Teck cable to disconnect. From disconnect run whip into heat pump. - Install 2 pole 25A Square D breaker. -reference: MP-2023-01080 | RVS Electrical Ltd
EP-2023-05973 | 2023-07-21 | 4082 W 8TH AVENUE, Vancouver, BC V6R 1Z6 | Electrical Permit | Residential | Addition | Issued | Installation / Repair - Residential - New 40 Amp heat pump circuit. Current service is 100 Amp, 120/240V, so we will be installing a DCC-12 to monitor the whole panel. DCC to switch off the supply to the heat pump if the current exceeds 80% of the panel (80 Amps). -Installation will require a DCC unit for the heat pump as the load brings the total demand above allowable load on service. We can install this to switch between the stove and heat pump or heat pump and entire panel. Feedback on this appreciated *An approved mechanical permit is required for the installation of air conditioning or heat pump unit at the time of installation before an electrical inspection will be performed >Permit Amendment Aug 18, 2023: -No more DCC unit to be installed. -New 200 Amp overhead service upgrade, with new 200 Amp 40/80 panel. Old 100 Amp panel to be removed. New ground plate | Rainforest Electrical and Solar Ltd
GP-2023-03147 | 2023-10-19 | 4082 W 8TH AVENUE, Vancouver, BC V6R 1Z6 | Gas Permit | Residential | Addition | Issued | Residential - Installation of 1 new gas furnace | Conor Whyte Plumbing And Heating Limited
MP-2023-01882 | NULL | 4082 W 8TH AVENUE, Vancouver, BC V6R 1Z6 | Mechanical Permit | NULL | NULL | Application Incomplete | NULL | Conor Whyte Plumbing And Heating Limited
EP-2023-07286 | 2023-08-10 | 1195 W BROADWAY, Vancouver, BC V6H 3X5 | Electrical Permit | Commercial | Tenant Improvement | Completed | Installation / Repair - Commercial - Complete alarm system >BP: Interior alterations to provide tenant improvements and to combine office units #301 and #305 into one unit (now #300) on the 3rd floor in this existing commercial building on this site. Scope of work: remove/construct partition walls/doors, new staff kitchen, millwork, finishes, lighting, electrical and plumbing work. REVISION #1: change of applicant from Kathlene McGuinness (Ibitibi Interior Design) to Clayton van Vliet (TotalPlan Inc) and change of contractor from VPAC Construction Group to TotalPlan Inc. May 30, 2023 mlh TENANT: Remax Crest Realty Ltd. Architectural Schedule B submitted by Rosa Salcido, Architect AIBC, ph: 604-500-0230 OK for Office TI | APC ALARM CORP
SP-2023-01107 | 2023-07-13 | 1195 W BROADWAY, Vancouver, BC V6H 3X5 | Sprinkler Permit | Commercial | Tenant Improvement | Completed | Commercial - For sprinkler system alterations to the 2019 VBBL and NFPA 13, 2013 for the tenant improvements to provide interior alterations and to combine office units #301 and #305 into one unit (now #300) on the 3rd floor in this existing commercial building on this site. Engineer of Record: Liang Xin Peng 604-324-7122 lpeng@vikingfire.ca | Viking Fire Protection Inc
PP-2023-01908 | 2023-05-29 | 1195 W BROADWAY, Vancouver, BC V6H 3X5 | Plumbing Permit | Commercial | Tenant Improvement | Completed | Commercial - Replace 1 sink and cap off 1 sink >BP: #300 - 3rd floor (full floor tenant) Interior alterations to provide tenant improvements and to combine office units #301 and #305 into one unit (now #300) on the 3rd floor in this existing commercial building on this site. Scope of work: remove/construct partition walls/doors, new staff kitchen, millwork, finishes, lighting, electrical and plumbing work. AMEND: AUG 31/2023 ADD 1 IBP | Aquarius Mechanical Services Inc
EP-2023-04878 | 2023-06-01 | 1195 W BROADWAY, Vancouver, BC V6H 3X5 | Electrical Permit | Commercial | Renovation | Completed | Installation / Repair - Commercial - Demo wiring as required. Supply and install (112) Type L1, (19) Type L2, (3) Type L3, (4) Type L4 , (3) Type L5, (2) Type L6, (11) combination Exit signs, (36) Vacancy Sensors, (1) Light Switch, (34) Receptacles, (3) GFCI Receptacles, (2) surface mount Receptacles, (1) surface mount 4plex Receptacle, (7) TV Boxes, wiring for (1) Projector. Convert (3) Duplex Receptacles to 4plex Receptacles. Supply and install (2) 4plex receptacles, (1) Daylight Sensor, ceiling mount. Re & Re (1) F/A Smoke Detector (in front of elevator). Supply and install (2) Floor Boxes, wiring to Remax Sign, install wiring to (12) Hexagonal Lights, Re & Re wiring to (2) Exhaust Fans (Kitchen & Server Room), Supply and install (12) new Cat 6 data outlets. Extend existing data lines to existing server room. Supply and install wall mount bracket in server room for data. Wire lighting in common areas to Security System. *Permit Amendment Jul 18, 2023: -"Include fire alarm on this permit. Cost will be the same since it was included in the original amount" >BP: #300 - 3rd floor (full floor tenant) Interior alterations to provide tenant improvements and to combine office units #301 and #305 into one unit (now #300) on the 3rd floor in this existing commercial building on this site. Scope of work: remove/construct partition walls/doors, new staff kitchen, millwork, finishes, lighting, electrical and plumbing work. REVISION #1: change of applicant | Ino-Tek Electric Ltd.
EP-2022-10151 | 2022-12-01 | 1195 W BROADWAY, Vancouver, BC V6H 3X5 | Electrical Permit | Commercial | Addition | Issued | Installation / Repair - Commercial - Installation of a ULC listed dialer for the monitoring of the fire panel only | Chubb Fire & Security Canada Corp
EP-2022-02262 | NULL | 1195 W BROADWAY, Vancouver, BC V6H 3X5 | Electrical Permit | Commercial | Addition | Withdrawn | Interim - Commercial - installatio of new 45KVA 600 v-120/208V transformer for elevators >BP: Elevator modernization To install new DDRS without modifying or altering the function of the existing fire alarm system and to allow for elevator recall in this existing 5-storey commercial building for CSA-B44 upgrade. Scope of work: - new elevator recall control panel, control replay, DDRS remote display, smoke detectors and heat detectors. ******THIS PERMIT HAS BEEN ISSUED UNDER THE REQUIREMENTS OF VBBL 2019 AND REVIEWED DURING THE COVID-19 PANDEMIC CRISIS. ******** Building Review Branch Notes: - Schedule B - Arch. & Elec. submitted by A. T. Kaita, P. Eng. - Automatic emergency recall (main - ground floor, alternate - 2nd floor) - Any changes to the operation are required to be updated in the Fire Safety Plan. - Related to AL-2021-00110. | Richard Lang Ho
EP-2022-02979 | 2022-04-12 | 1195 W BROADWAY, Vancouver, BC V6H 3X5 | Electrical Permit | Commercial | Tenant Improvement | Completed | Installation / Repair - Commercial - -Replace existing elevator transformer with new 45 kVA 3 phase 208 volts transformer. -rewire existing air condition with new air condition. -replace ballast and tubes >BP: Elevator modernization To install new DDRS without modifying or altering the function of the existing fire alarm system and to allow for elevator recall in this existing 5-storey commercial building for CSA-B44 upgrade. Scope of work: - new elevator recall control panel, control replay, DDRS remote display, smoke detectors and heat detectors. ******THIS PERMIT HAS BEEN ISSUED UNDER THE REQUIREMENTS OF VBBL 2019 AND REVIEWED DURING THE COVID-19 PANDEMIC CRISIS. ******** Building Review Branch Notes: - Schedule B - Arch. & Elec. submitted by A. T. Kaita, P. Eng. - Automatic emergency recall (main - ground floor, alternate - 2nd floor) - Any changes to the operation are required to be updated in the Fire Safety Plan. - Related to AL-2021-00110. | Richard Lang Ho
GP-2022-01839 | 2022-06-16 | 4626 W 9TH AVENUE, Vancouver, BC V6R 2E4 | Gas Permit | Residential | Addition | Completed | Residential - Installation a fireplace with required venting | Mainland Fireplaces Inc
EP-2023-03056 | 2023-05-08 | 4626 W 9TH AVENUE, Vancouver, BC V6R 2E4 | Electrical Permit | Residential | Renovation | Completed | Installation / Repair - Residential - Upgrade service from 125amps to 200amps. Service is currently on the garage and it feeds the house and the garage is a sub panel. I am Going to install a 200 amps service on the garage and feed the house withe same 125 amps . | Limpho's Electrical Company (LEC)
MP-2023-00505 | 2023-03-27 | 3060 W KING EDWARD AVENUE, Vancouver, BC V6L 1V5 | Mechanical Permit | NULL | NULL | Completed | NULL | 0994152 BC Ltd
EP-2023-02629 | 2023-04-11 | 3060 W KING EDWARD AVENUE, Vancouver, BC V6L 1V5 | Electrical Permit | Residential | Tenant Improvement | Completed | Installation / Repair - Residential - Electrical to outdoor heat pump *MP-2023-00505 | 0994152 BC Ltd
GP-2022-00979 | 2022-03-30 | 3072 W KING EDWARD AVENUE, Vancouver, BC V6L 1V5 | Gas Permit | Residential | Tenant Improvement | Completed | Residential - Remove and replace gas water heater 40USG | AE Mechanical Ltd
EP-2022-02502 | 2022-03-31 | 3072 W KING EDWARD AVENUE, Vancouver, BC V6L 1V5 | Electrical Permit | Residential | Renovation - Dwelling Unit(s) only | Completed | Installation / Repair - Residential - Identify, Isolate and disconnect existing knob and tube wiring remaining on second and third floors. Install new subpanel on third floor and refeed new circuits. Add two additional smoke/carbon monoxide detectors in upstairs bedrooms. Add two new wall sconces on second floor living room and refeed dining room light and disconnect old knob and tube wiring - | SUNNYSIDE ELECTRICAL MAINTENANCE SERVICES LTD.
EP-2022-04755 | 2022-06-07 | 7069 WALES STREET, Vancouver, BC V5S 2S2 | Electrical Permit | Residential | Renovation | Completed | Installation / Repair - Residential - Install PVC Conduit from Main House to coach house for future Solar. -We are just installing a conduit/cable feed from the main house to the couch house for future solar. Owner is working with another solar company Penfolds Roofing & Solar to complete the project | Grove Electric Ltd
EP-2022-00708 | 2022-02-28 | 7069 WALES STREET, Vancouver, BC V5S 2S2 | Electrical Permit | Residential | Addition | Completed | Installation / Repair - Residential - Installation of 12 Solar PV panels on a sloped roof. | Penfolds Roofing Inc.
EP-2023-04998 | 2023-06-06 | 2229 WENONAH STREET, Vancouver, BC V5N 2Z5 | Electrical Permit | Residential | Renovation | Completed | Installation / Repair - Residential - Power Lines downed in wind storm, had to pull in new service conductors, and install new Service attachment knob, and new 1-1/4" service mast weather head. | ACMann Electrical Ltd
EP-2022-04732 | 2022-06-17 | 5638 WALLACE STREET, Vancouver, BC V6N 2A2 | Electrical Permit | Residential | New | Completed | Installation / Repair - Residential - >>>TO CONTINUE WORK STARTED BY PREVIOUS COMPANY (previous EP-2022-04039) Service Upgrade from 100A to 200A, -future EV charger circuit | Superb Electric Limited
GP-2022-01591 | 2022-05-26 | 5638 WALLACE STREET, Vancouver, BC V6N 2A2 | Gas Permit | Residential | Renovation | Completed | Residential - re re furnace upgrade | Chappa Kurte, Ricardo DBA: The Cool Guys
EP-2022-04039 | 2022-05-17 | 5638 WALLACE STREET, Vancouver, BC V6N 2A2 | Electrical Permit | Residential | Renovation | Cancelled | Installation / Repair - Residential - Service Upgrade to 200 Amps. New 200 Amp electrical panel, new cables between panel and meter, and from meter to the mast connection. | Mira Electric Ltd
PP-2022-00451 | 2022-02-09 | 5711 WALLACE STREET, Vancouver, BC V6N 2A3 | Plumbing Permit | Residential | New | Cancelled | Residential - 1FD+SS - #1 & #2 - plumbing To construct a 2 storey + cellar one-family dwelling with a secondary suite located in the cellar with a detached accessory building (garage), at the rear providing 2 parking spaces, having vehicular access on Wallace St. The entire building to be sprinklered to NFPA 13R system. 1. Covenant registered at the Land Title Office under CA8203483 2. No strata titling permitted 3. A/C unit proposed in rear yard 4. Bar sink located in rec room | WDR CONTRACTING LTD
EP-2023-05557 | 2023-06-28 | 5711 WALLACE STREET, Vancouver, BC V6N 2A3 | Electrical Permit | Residential | New | Issued | Temporary Power - Residential - To provide temporary power. -renewal of EP-2022-05296 -Valid: June 22, 2023 - June 21, 2024 | Key Connect Technology Ltd
EP-2023-02160 | 2023-03-14 | 5711 WALLACE STREET, Vancouver, BC V6N 2A3 | Electrical Permit | Residential | New | Issued | Installation / Repair - Residential - Low Voltage Rough-In and Completion of Alarm Security, Security Cameras, Tel/Data/Cable, Home Automation, Central Vac >BP: To construct a 2 storey + cellar one-family dwelling with a secondary suite located in the cellar with a detached accessory building (garage), at the rear providing 2 parking spaces, having vehicular access on Wallace St. Appeal for relaxation of Building Depth up to a maximum depth of 51.60 feet was granted on second BOV on April 23rd 2019 under Appeal No. Z35423. Part 3 Rev#3: The entire building inlcuding garage (if applicable) to be sprinklered to NFPA 13D as per VBBL 3.2.5.12.(3)(d). 1. Covenant registered at the Land Title Office under CA8203483 2. No strata titling permitted 3. A/C unit proposed in rear yard 4. Bar sink located in rec room 5. Schedule A Stefan Wiedemann P.Eng (604.313.4241) 6. Schedule B Stefan Wiedemann P.Eng (604.313.4241) Architectural 7. Schedule B Antony Wang P.Eng (604.618.6263) Structural 8. Schedule B Gongzuo Zhou P.Eng (604.838.2586) Geotechnical 9. BC Housing Palas Homes Ltd. This is a 2 storey building pursuant to the Zoning and Development By-Law ******THIS PERMIT HAS BEEN ISSUED UNDER THE REQUIREMENTS OF VBBL 2019****** "Combustible projections or roof soffits on an exposing building face shall not project to less than .45m from the property line and shall be in compliance with VBBL 2019 9.10.15.5.(9) GHG Calculator for large homes Primary heating system - Air to water heat pump Secondary heating system - Electric Boiler Indoor gas fireplaces - 3 Outdoor gas fireplaces - 1 Gas stove/cooktop - 3 | Infinitech Security & Integration Inc.
GP-2023-01370 | 2023-04-27 | 5711 WALLACE STREET, Vancouver, BC V6N 2A3 | Gas Permit | Residential | New | Issued | Residential - Gas >BP: To construct a 2 storey + cellar one-family dwelling with a secondary suite located in the cellar with a detached accessory building (garage), at the rear providing 2 parking spaces, having vehicular access on Wallace St. April 28/2023-AMEND -to add a bbq with a 50000 btu | WDR CONTRACTING LTD
EP-2022-05296 | 2022-06-21 | 5711 WALLACE STREET, Vancouver, BC V6N 2A3 | Electrical Permit | Residential | New | Expired | Temporary Power - Residential - To provide temporary power. | Key Connect Technology Ltd
GP-2022-03838 | 2022-12-02 | 5711 WALLACE STREET, Vancouver, BC V6N 2A3 | Gas Permit | Residential | New | Issued | Residential - INSTALL GAS FIREPLACE IN NEW HOME CONSTRUCTION, BASIC UP AND OUT VENTING, VENT AND CONNECT ONLY >To construct a 2 storey + cellar one-family dwelling with a secondary suite located in the cellar with a detached accessory building (garage), at the rear providing 2 parking spaces, having vehicular access on Wallace St. Appeal for relaxation of Building Depth up to a maximum depth of 51.60 feet was granted on second BOV on April 23rd 2019 under Appeal No. Z35423. Part 3 The entire building to be sprinklered to NFPA 13R system. 1. Covenant registered at the Land Title Office under CA8203483 2. No strata titling permitted 3. A/C unit proposed in rear yard 4. Bar sink located in rec room 5. Schedule A Stefan Wiedemann P.Eng (604.313.4241) 6. Schedule B Stefan Wiedemann P.Eng (604.313.4241) Architectural 7. Schedule B Antony Wang P.Eng (604.618.6263) Structural 8. Schedule B Gongzuo Zhou P.Eng (604.838.2586) Geotechnical 9. BC Housing Palas Homes Ltd. This is a 2 storey building pursuant to the Zoning and Development By-Law ******THIS PERMIT HAS BEEN ISSUED UNDER THE REQUIREMENTS OF VBBL 2019****** "Combustible projections or roof soffits on an exposing building face shall not project to less than .45m from the property line and shall be in compliance with VBBL 2019 9.10.15.5.(9) GHG Calculator for large homes Primary heating system - Air to water heat pump Secondary heating system - Electric Boiler Indoor gas fireplaces - 3 Outdoor gas fireplaces - 1 Gas stove/cooktop - 3 | The LM Fireplace Warehouse Ltd.
SP-2022-01817 | 2022-11-02 | 5711 WALLACE STREET, Vancouver, BC V6N 2A3 | Sprinkler Permit | Residential | New | Issued | Residential - 1FD+SS - #1 & #2 - New sprinkler installation by NFPA 13D >BP: To construct a 2 storey + cellar one-family dwelling with a secondary suite located in the cellar with a detached accessory building (garage), at the rear providing 2 parking spaces, having vehicular access on Wallace St. Appeal for relaxation of Building Depth up to a maximum depth of 51.60 feet was granted on second BOV on April 23rd 2019 under Appeal No. Z35423. Part 3 The entire building to be sprinklered to NFPA 13R system. 1. Covenant registered at the Land Title Office under CA8203483 2. No strata titling permitted 3. A/C unit proposed in rear yard 4. Bar sink located in rec room | Spectrum Fire Protection Ltd
EP-2022-09568 | 2022-11-14 | 2558 WILLIAM STREET, Vancouver, BC V5K 2Y4 | Electrical Permit | Residential | New | Expired | Temporary Power - Residential - To provide temporary power. Valid 11/14/2022 until 11/13/2023 | CHEEMA ELECTRIC LTD
PP-2023-00148 | 2023-01-16 | 2558 WILLIAM STREET, Vancouver, BC V5K 2Y4 | Plumbing Permit | Residential | New | Completed | Residential - 2FD - ONE SUMP WITHOUT PUMP | Bhullar Excavating and Demolition
EP-2023-03203 | 2023-04-13 | 2558 WILLIAM STREET, Vancouver, BC V5K 2Y4 | Electrical Permit | Residential | New | Completed | Installation / Repair - Residential - Extra low voltage, Tv, Data Intercom, Vacuum Alarm and security systems. >BP: To construct a two and half storey two-family dwelling ($622,790.00) with a basement, with an attached garage providing 2 parking spaces, having street access. Note: This Building Permit will remain in a suspended status until the associated (green) Demolition Permit BP-2022-02515 is completed. Note: This is a 2 storey building pursuant to the Zoning and Development By-Law 1. A/C units proposed in the rear yard 2. Schedule B: ZhanChao Zhao (604.526.1305) Structural & Geotechnical 3. HPO: Residential Builder – 1283591 BC Ltd 48886 4. Entire Building to have NFPA 13-D ****ALL PROJECT COORDINATOR NOTES HAS BEEN ACCEPTED BY THE APPLICANT**** ******THIS PERMIT HAS BEEN ISSUED UNDER THE REQUIREMENTS OF VBBL #12511 (2019)****** ***This permit is issued under the VBBL 2019, with updated energy requirements as per bylaw # 12997 effective Jan 01, 2022.*** | Orbit Home Automation Ltd
EP-2023-02962 | 2023-04-18 | 2558 WILLIAM STREET, Vancouver, BC V5K 2Y4 | Electrical Permit | Residential | New | Completed | Installation / Repair - Residential - we are doing rough wiring and finishing and also 200amp service its overhead service and its duplex house >BP: To construct a two and half storey two-family dwelling ($622,790.00) with a basement, with an attached garage providing 2 parking spaces, having street access. Note: This Building Permit will remain in a suspended status until the associated (green) Demolition Permit BP-2022-02515 is completed. Note: This is a 2 storey building pursuant to the Zoning and Development By-Law 1. A/C units proposed in the rear yard 2. Schedule B: ZhanChao Zhao (604.526.1305) Structural & Geotechnical 3. HPO: Residential Builder – 1283591 BC Ltd 48886 4. Entire Building to have NFPA 13-D ****ALL PROJECT COORDINATOR NOTES HAS BEEN ACCEPTED BY THE APPLICANT**** ******THIS PERMIT HAS BEEN ISSUED UNDER THE REQUIREMENTS OF VBBL #12511 (2019)****** ***This permit is issued under the VBBL 2019, with updated energy requirements as per bylaw # 12997 effective Jan 01, 2022.*** | Ample Star Electrical Ltd.
SP-2023-00570 | 2023-04-05 | 2558 WILLIAM STREET, Vancouver, BC V5K 2Y4 | Sprinkler Permit | Residential | New | Completed | Residential - 2FD - FRONT - 2558 WILLIAM ST BACK - 2556 WILLIAM ST Install sprinklers in duplex >DB: To construct a two and half storey two-family dwelling with a basement, with an attached garage providing 2 parking spaces, having street access. Note: This is a 2 storey building pursuant to the Zoning and Development By-Law 1. A/C units proposed in the rear yard 4. Entire Building to have NFPA 13-D | Gold Key Fire Protection Ltd
PP-2023-00650 | 2023-02-23 | 2558 WILLIAM STREET, Vancouver, BC V5K 2Y4 | Plumbing Permit | Residential | New | Completed | Residential - Plumbing for duplex house >BP: To construct a two and half storey two-family dwelling with a basement, with an attached garage providing 2 parking spaces, having street access. Note: This Building Permit will remain in a suspended status until the associated (green) Demolition Permit BP-2022-02515 is completed. Note: This is a 2 storey building pursuant to the Zoning and Development By-Law 1. A/C units proposed in the rear yard 2. Schedule B: ZhanChao Zhao (604.526.1305) Structural & Geotechnical 3. HPO: Residential Builder – 1283591 BC Ltd 48886 4. Entire Building to have NFPA 13-D | Apple Mechanical Ltd
MP-2023-01282 | 2023-07-13 | 2558 WILLIAM STREET, Vancouver, BC V5K 2Y4 | Mechanical Permit | NULL | NULL | Completed | NULL | Perfect Air Solutions Ltd
GP-2023-01504 | 2023-05-09 | 2558 WILLIAM STREET, Vancouver, BC V5K 2Y4 | Gas Permit | Residential | New | Completed | Residential - 2 BBQ & 2 Range Piping for one bbq and complete installation of one range. >BP: To construct a two and half storey two-family dwelling ($622,790.00) with a basement, | Apple Mechanical Ltd
GP-2023-03507 | 2023-11-11 | 2580 WILLIAM STREET, Vancouver, BC V5K 2Y4 | Gas Permit | Residential | Renovation | Completed | Residential - Furnace Re and Re | Airlink Heating and Plumbing Ltd
GP-2023-03513 | 2023-11-16 | 2586 WILLIAM STREET, Vancouver, BC V5K 2Y4 | Gas Permit | Residential | Renovation | Issued | Residential - 1 Water Heater >BP: Exterior and interior alterations to renovate this existing Single Detached House on this site. REMOVAL & REPLACEMENT OF EXIST. KITCHEN/JOIN KITCHEN WITH EXISTING MUDROOM /REMOVE & REPLACE EXISTING KITCHEN WINDOW. SHIFT TO CENTER ON SINK /REMOVE AND REPLACE EXISTING BASEMENT STAIRS. IMPROVE HEADROOM TO CONFORM WITH CODE/NTERIOR RENOVATIONS PER DRAWINGS TO ENTIRE BASEMENT INCLUDING PERIMETER FROST WALL/REMOVE EXISTING CENTRAL CHIMNEY/REMOVE EXISTING GAS FURNACE / INSTALL HEAT PUMP UNIT | William Jones
PP-2023-03065 | 2023-08-30 | 2586 WILLIAM STREET, Vancouver, BC V5K 2Y4 | Plumbing Permit | Residential | Renovation | Issued | Residential - New basement bathroom and laundry Renovate main floor kitchen >BP: Exterior and interior alterations to renovate this existing Single Detached House on this site. REMOVAL & REPLACEMENT OF EXIST. KITCHEN/JOIN KITCHEN WITH EXISTING MUDROOM /REMOVE & REPLACE EXISTING KITCHEN WINDOW. SHIFT TO CENTER ON SINK /REMOVE AND REPLACE EXISTING BASEMENT STAIRS. IMPROVE HEADROOM TO CONFORM WITH CODE/NTERIOR RENOVATIONS PER DRAWINGS TO ENTIRE BASEMENT INCLUDING PERIMETER FROST WALL/REMOVE EXISTING CENTRAL CHIMNEY/REMOVE EXISTING GAS FURNACE / INSTALL HEAT PUMP UNIT | William Jones
MP-2023-02127 | 2023-11-30 | 2586 WILLIAM STREET, Vancouver, BC V5K 2Y4 | Mechanical Permit | NULL | NULL | Issued | NULL | Airstream Heating & Air Conditioning Inc
EP-2023-05925 | 2023-06-30 | 2586 WILLIAM STREET, Vancouver, BC V5K 2Y4 | Electrical Permit | Residential | Renovation | Issued | Temporary Power - Residential - To provide temporary power.TO-2023-02712: Issued for site trailer on road. | Fowlstone Electric Ltd
PP-2023-02516 | 2023-07-14 | 2586 WILLIAM STREET, Vancouver, BC V5K 2Y4 | Plumbing Permit | Residential | Renovation | Completed | Residential - Re and Re: Install one outside sump without pump | Octiscapes Site Services Ltd
EP-2023-02689 | 2023-06-14 | 2586 WILLIAM STREET, Vancouver, BC V5K 2Y4 | Electrical Permit | Residential | Renovation | Issued | Installation / Repair - Residential - Renovation - 200amp service upgrade, new electric heat pump and AC, new kitchen on the main floor, new laundry in the basement, provisions for future garage rebuild and EV charger. *An approved mechanical permit is required for the installation of air conditioning or heat pump unit at the time of installation before an electrical inspection will be performed >Permit Amendment Nov 24, 2023 -"200A service from garage to go underground to house - trench. Low voltage scope was missed on original permit description - permit value to remain as original" >BP: Exterior and interior alterations to renovate this existing Single Detached House on this site. REMOVAL & REPLACEMENT OF EXIST. KITCHEN/JOIN KITCHEN WITH EXISTING MUDROOM /REMOVE & REPLACE EXISTING KITCHEN WINDOW. SHIFT TO CENTER ON SINK /REMOVE AND REPLACE EXISTING BASEMENT STAIRS. IMPROVE HEADROOM TO CONFORM WITH CODE/NTERIOR RENOVATIONS PER DRAWINGS TO ENTIRE BASEMENT INCLUDING PERIMETER FROST WALL/REMOVE EXISTING CENTRAL CHIMNEY/REMOVE EXISTING GAS FURNACE / INSTALL HEAT PUMP UNIT Note to applicant: The services of a structural engineer may be required, based upon site inspection by the District Building Inspector. A Sprinkler permit may be required, as determined by the District Building Inspector. Energy checklist is currently no longer required with your Building Permit (BP) application. Some supporting documents are still required at BP stage, specifically Envelope and HVAC, if applicable. Service Water Heating and Lighting supporting documents, if applicable, must be submitted with your related Trades permits (e.g. electrical and plumbing | Fowlstone Electric Ltd
EP-2022-00663 | 2022-01-31 | 2589 WILLIAM STREET, Vancouver, BC V5K 2Y3 | Electrical Permit | Residential | Addition | Completed | Installation / Repair - Residential - Service Upgrade 100A - 200A Amend: Aug 25, 2022 Change scope of work too "Service upgrade and clean up wiring code minimums for basement" | Macrae&King Power Inc
GP-2023-00113 | 2023-01-11 | 2604 WILLIAM STREET, Vancouver, BC V5K 2Y5 | Gas Permit | Residential | New | Completed | Residential - 35' gas line >BP: Exterior and interior alterations to add a new storage area under the deck, add a new rear deck off the second floor, add to the existing kitchen and renovate the main, second and half storeys of this existing one family dwelling on this corner with lane site. | Pioneer Plumbing & Heating Inc
PP-2022-03370 | 2022-09-23 | 2604 WILLIAM STREET, Vancouver, BC V5K 2Y5 | Plumbing Permit | Residential | Renovation | Issued | Residential - residential renovation kitchen bathroom Exterior and interior alterations to add a new storage area under the deck, add a new rear deck off the second floor, add to the existing kitchen and renovate the main, second and half storeys of this existing one family dwelling on this corner with lane site. | Pioneer Plumbing & Heating Inc
EP-2022-07605 | 2022-09-14 | 2604 WILLIAM STREET, Vancouver, BC V5K 2Y5 | Electrical Permit | Residential | Renovation | Completed | Installation / Repair - Residential - Kitchen bath reno , minor other work , possible service upgrade to 200 Amp , waiting on BC Hydro approval -service upgrade: yes , it will go from the current 100 Amp Overhead to a 200 Amp Overhead , >BP: Exterior and interior alterations to add a new storage area under the deck, add a new rear deck off the second floor, add to the existing kitchen and renovate the main, second and half storeys of this existing one family dwelling on this corner with lane site. Proposed building depth relaxed to 45' 3" inches and rear yard to 45' 4" as per S. Erichesen, Feb 4, 2022. Letters of support from adjacent neighbours on file. OK for SIPS per D. Langevin Schedule B - Structural - Carlito Redoblado - 604.533.8423 | Felix Kosi
GP-2023-04219 | 2023-12-28 | 6996 WILTSHIRE STREET, Vancouver, BC V6P 5H3 | Gas Permit | Residential | Renovation | Completed | Residential - re and re cook top | Han Appliances & Refrigeration Ltd
GP-2022-00998 | 2022-03-31 | 7028 WILTSHIRE STREET, Vancouver, BC V6P 5H5 | Gas Permit | Residential | Addition | Completed | Residential - To install gas piping to a outside deck addition Exterior alterations to provide tenant improvements to this existing one family dwelling. the scope of work includes to replace an existing rear deck and propose a new partially covered. | Zappone Plumbing & Heating
GP-2022-03337 | 2022-10-28 | 3363 WORTHINGTON DRIVE, Vancouver, BC V5M 3X2 | Gas Permit | Residential | Renovation | Completed | Residential - To Replace 1 Furnace Re/Re | ALL TIME HEATING PLUMBING & AIR CONDITIONING
PP-2022-04184 | 2022-11-21 | 4322 WELWYN STREET, Vancouver, BC V5N 3Z4 | Plumbing Permit | Residential | Renovation | Completed | Residential - Full residential drain tile replacement.. | Robert Bruce Wilde
GP-2023-00890 | 2023-03-14 | 4648 W 9TH AVENUE, Vancouver, BC V6R 2E4 | Gas Permit | Residential | Renovation | Completed | Residential - Installation of a high-efficiency furnace | Kirkstone Heating Ltd
GP-2023-04142 | 2023-12-21 | 4648 W 9TH AVENUE, Vancouver, BC V6R 2E4 | Gas Permit | Residential | New | Issued | Residential - Installation of a high efficiency furnace | Kirkstone Heating Ltd
PP-2022-03053 | 2022-09-02 | 1268 W BROADWAY, Vancouver, BC V6H 1G6 | Plumbing Permit | Commercial | Tenant Improvement | Completed | Commercial - Installation of 3" RPBA for water treatment system -The backflow will be installed on the main domestic cold water line feeding the building ( premise isolation) | Pennington Mechanical Ltd
SP-2022-01713 | NULL | 1285 W BROADWAY, Vancouver, BC V6H 1G7 | Sprinkler Permit | Commercial | Tenant Improvement | Withdrawn | Commercial - Add one new sprinkler, relocate one sprinkler | CENTRE LINE FIRE SPRINKLERS LTD
EP-2023-01356 | 2023-02-16 | 1285 W BROADWAY, Vancouver, BC V6H 1G7 | Electrical Permit | Commercial | NULL | Issued | Annual / Operating - Annual electrical permit for maintenance purposes. Renewal of permit EP-2022-01112 Valid Feb 25, 2023 to Feb 24, 2024 | Blueline Electrical Services Ltd
EP-2023-04331 | 2023-05-29 | 1285 W BROADWAY, Vancouver, BC V6H 1G7 | Electrical Permit | Commercial | Renovation | Completed | Installation / Repair - Commercial - Replacement of existing broken 2 E.V. Chargers, we will be consolidating them into a dual charger at the same location. | Zadia Electrical Solutions
EP-2024-00146 | 2024-01-05 | 1285 W BROADWAY, Vancouver, BC V6H 1G7 | Electrical Permit | Commercial | NULL | Issued | Annual / Operating - ANNUAL/OPERATING PERMIT EXPIRED PERMIT EP-2023-01356 VALID February 25th, 2024 until February 24th, 2025 | Blueline Electrical Services Ltd
EP-2023-11182 | 2023-12-20 | 1285 W BROADWAY, Vancouver, BC V6H 1G7 | Electrical Permit | Commercial | Addition | Completed | Installation / Repair - Commercial - Rework existing circuits for boiler. Install disconnects and ESD. ESD is the emergency shut down for the boiler. New boiler is 30A, 600V. Scope is to add the new ESD's, rework existing 600V boiler circuit for new boiler. | SOMATIC HVAC SOLUTIONS LTD
EP-2023-11094 | 2023-12-12 | 1285 W BROADWAY, Vancouver, BC V6H 1G7 | Electrical Permit | Commercial | New | Completed | Installation / Repair - Commercial - Install access control on front and rear door to suit. | Fusion Security Inc
PP-2023-03803 | 2023-10-30 | 1285 W BROADWAY, Vancouver, BC V6H 1G7 | Plumbing Permit | Commercial | Addition | Completed | Commercial - Install a double check valve backflow inside kitchen cabinet for a RO drinking water filtration system | Benchmark Mechanical Ltd
SP-2023-01837 | 2023-10-05 | 1285 W BROADWAY, Vancouver, BC V6H 1G7 | Sprinkler Permit | Commercial | Tenant Improvement | Completed | Commercial - Relocate 3 sprinklers >BP: #580 - 5th Floor Interior alterations to provide improvements to this existing medical office tenant on the 5th floor (#580) of this existing commercial building. Scope of work: Construct demountable partitions for new offices, new doors/frames, electrical and sprinkler work. *****This application does not include any of the following: 1. Not more than 20 sprinklers (add, relocate, or remove), 2. hydraulic calculations, 3. change in occupancy and /or hazard classification, 4. warehouse storage arrangements, 5. mobile compact storage arrangements, 6. alternative solutions, 7. changes to the sprinkler system supply piping (e.g. valves, mains, cross-mains, branch-lines, etc.), or 8. flexible sprinkler pipe. | CENTRE LINE FIRE SPRINKLERS LTD
EP-2022-00043 | 2022-01-06 | 1285 W BROADWAY, Vancouver, BC V6H 1G7 | Electrical Permit | Commercial | Tenant Improvement | Completed | Installation / Repair - Commercial - Install data and power >BP: #280 - 1285 W Broadway Interior alterations to provide improvements to office tenant at office unit #280 on the second floor of this commercial building on this site. OK for Field Review per W.Wong, July 8, 2021 Building Sprinklered - DBI to determine if SP required Sprinkler Contractor: Levitt Safety E2 Upgrade: L2 - Lighting - Upgrade to incorporate Automatic Lighting Shutoff (per 9.4.1.1 of ASHRAE 90.1 - 2010) | Blueline Electrical Services Ltd
EP-2022-01112 | 2022-02-11 | 1285 W BROADWAY, Vancouver, BC V6H 1G7 | Electrical Permit | Commercial | NULL | Expired | Annual / Operating - Annual electrical permit for maintenance purposes. -Renewal of EP-2021-01097 -Valid: Feb. 25, 2022 - Feb. 24, 2023 | Blueline Electrical Services Ltd
PP-2022-00810 | 2022-03-09 | 1285 W BROADWAY, Vancouver, BC V6H 1G7 | Plumbing Permit | Commercial | Addition | Completed | Commercial - UNIT #560 - Install a backflow preventer | Benchmark Mechanical Ltd
SP-2021-00484 | 2022-02-11 | 1285 W BROADWAY, Vancouver, BC V6H 1G7 | Sprinkler Permit | Commercial | Tenant Improvement | Completed | Commercial - Relocate 3 heads and add 1 head >#280 - 1285 W Broadway Interior alterations to provide improvements to office tenant at office unit #280 on the second floor of this commercial building on this site. | Levitt Safety Limited
EP-2022-01405 | 2022-02-23 | 1627 W BROADWAY, Vancouver, BC V6J 1W9 | Electrical Permit | Commercial | NULL | Expired | Annual / Operating - Annual Operating Permit General Electrical Works: ballasts, lamps, switches and receptacles and other small electrical jobs Renewal from EP-2021-01593 Valid from March 3rd 2022 to March 2nd 2023 | MDE Enterprises Ltd
EP-2023-01724 | 2023-03-02 | 1627 W BROADWAY, Vancouver, BC V6J 1W9 | Electrical Permit | Commercial | NULL | Issued | Annual / Operating - Annual Operating Permit Office/Retail Renewal from EP-2022-01405 Valid from March 3rd 2023 to March 2nd 2024 | MDE Enterprises Ltd
EP-2022-08150 | 2022-09-28 | 1635 W BROADWAY, Vancouver, BC V6J 1W9 | Electrical Permit | Commercial | Tenant Improvement | Completed | Installation / Repair - Commercial - Replace existing fire alarm panel with a new HYBRID Single Stage NFS-320 Fire Alarm Panel c/w Indoor 24 Zone LED Lamp Annunciator. Existing wiring to remain. Note: This permit has been issued based on Bulletin 2018-004-BU/EL. | Action Electric Ltd
PP-2022-00531 | 2022-02-17 | 1635 W BROADWAY, Vancouver, BC V6J 1W9 | Plumbing Permit | Commercial | Renovation | Completed | Commercial - remove 1 sink, add a new sink and dishwasher in new location. Re-route existing plumbing services to suit. Interior alterations to provide improvements for a new office tenant at this existing office building on this site. OK for Field Review per W.Wong, September 16, 2021 Scope of work: - Demo & install interior doors, walls & millwork - Relocate staff room from main to lower fl, new reception & boardrooms on main fl, plumbing, electrical & sprinkler work | Enersolv Design & Build Ltd
EP-2022-00939 | 2022-02-09 | 1635 W BROADWAY, Vancouver, BC V6J 1W9 | Electrical Permit | Commercial | Tenant Improvement | Completed | Installation / Repair - Commercial - install branch ccts for plugs, data wiring , install wiremold , boxes, strut, for office computer use >BP: Interior alterations to provide improvements for a new office tenant at this existing office building on this site. OK for Field Review per W.Wong, September 16, 2021 Scope of work: - Demo & install interior doors, walls & millwork - Relocate staff room from main to lower fl, new reception & boardrooms on main fl, plumbing, electrical & sprinkler work Energy upgrade: E2 - HVAC - Clean and Balance all Air Systems (per 6.7.2.3.2 of ASHRAE 90.1-2016) Note: Energy checklist is currently no longer required with your Building Permit (BP) application. Some supporting documents are still required at BP stage, specifically Envelope and HVAC, if applicable. Service Water Heating and Lighting supporting documents, if applicable, must be submitted with your related trades permits (e.g. electrical and plumbing). All energy upgrades will be checked during inspections stage. It is the applicant’s responsibility to identify and note all required upgrades including energy upgrades on their BP drawings at BP stage. Letters of Assurance rec'd Schedule A & B Architectural submitted per Mike Alivojvodic, 604-291-2660 Schedule B Mechanical & Plumbing submitted per John Burke, 604-684-7244 ext313 Amend Mar 16, 2022 to include adding electrical panel - 100Amp-3phase-4wire into basement server room, no change to job value | ATOMIC ELECTRICAL SOLUTIONS LTD.
SP-2022-00377 | 2022-03-18 | 1635 W BROADWAY, Vancouver, BC V6J 1W9 | Sprinkler Permit | Commercial | Tenant Improvement | Completed | Commercial - 5 X 1/2 QR 155 Degree Pendent Relocate 2 X 1/2 QR 155 Degree Pendent New Interior alterations to provide improvements for a new office tenant at this existing office building on this site. OK for Field Review per W.Wong, September 16, 2021 Scope of work: - Demo & install interior doors, walls & millwork - Relocate staff room from main to lower fl, new reception & boardrooms on main fl, plumbing, electrical & sprinkler work *****This application does not include any of the following: 1. Not more than 20 sprinklers (add, relocate, or remove), 2. hydraulic calculations, 3. change in occupancy and /or hazard classification, 4. warehouse storage arrangements, 5. mobile compact storage arrangements, 6. alternative solutions, 7. changes to the sprinkler system supply piping (e.g. valves, mains, cross-mains, branch-lines, etc.), or 8. flexible sprinkler pipe. | Gisborne Industrial Construction Ltd
PP-2022-00875 | 2022-03-16 | 1636 W BROADWAY, Vancouver, BC V6J 1X6 | Plumbing Permit | Commercial | Addition | Completed | Commercial - Relocate a toilet and hand sink to be a handicap a toilet and sink. Adding a mop sink and laundry washer Interior alterations and a change of use from General Office with ancillary Retail use to a new Health Care Office for an Acupuncturist Clinic at 1636 W. Broadway at this existing commercial building. Tenant: Unihealth Therapeutic Centre Ltd. | West Pender Mechanical Ltd
EP-2022-05763 | 2022-07-08 | 1636 W BROADWAY, Vancouver, BC V6J 1X6 | Electrical Permit | Commercial | Renovation | Completed | Installation / Repair - Commercial - Due to new business,need to complete simple decoration ,we need install some power wall plug 120v 15A ,exchange light switch and exchange LED SIX potlight. Need exchange new type LED EXIT SIGNS. Interior alterations and a change of use from General Office with ancillary Retail use to a new Health Care Office for an Acupuncturist Clinic at 1636 W. Broadway at this existing commercial building. | We Do Electrical Ltd
EP-2022-05323 | 2022-06-22 | 1665 W BROADWAY, Vancouver, BC V6J 1X1 | Electrical Permit | Commercial | New | Completed | Installation / Repair - Commercial - Run a new cable to the exit button at the door (No maglocks) #115 - ground floor Interior alterations to provide improvements to this existing general office in this existing mixed used building on this site. Scope of Work: deconstruct interior partition walls and construct new partition walls. Construct a new universal accessible washroom for the base building. New fixtures and finishes for the existing base building washrooms. Existing HVAC, plumbing, lighting and sprinklers to be reconfigured to new layout. | PALADIN TECHNOLOGIES INC
EP-2023-04017 | 2023-05-08 | 1665 W BROADWAY, Vancouver, BC V6J 1X1 | Electrical Permit | Commercial | NULL | Issued | Annual / Operating - Maintenance of Electrical Work Renewal of EP-2022-04325 Valid: May 21, 2023 - May 20, 2024 | Quantum Lighting Inc
EP-2022-04325 | 2022-05-25 | 1665 W BROADWAY, Vancouver, BC V6J 1X1 | Electrical Permit | Commercial | NULL | Expired | Annual / Operating - Maintenance of electrical equipment (See special permissions document from previous permit 2021-03887) Renewal of EP-2021-03882 Valid May 21, 2022 - May 20, 2023 | Quantum Lighting Inc
SP-2023-00691 | 2023-04-25 | 1668 W BROADWAY, Vancouver, BC V6J 1X6 | Sprinkler Permit | Commercial | Tenant Improvement | Issued | Commercial - UNIT #205 Install four dry sidewall heads for the patio dining area. Install two sprinkler heads for the hallway. >BP: Minor Vertical Addition - To install a covered outdoor seating area on the 2nd storey to be used in conjunction with the existing Restaurant Class-1 (Group A2) in the suite #205 on the second storey of this 2-storey commercial building. Proposed to cover existing roof deck for 24-seat outdoor dining area. Building Review Notes: - CF-2022-001075 - Covered Patio to be sprinklered to NFPA 13 *****This application does not include any of the following: 1. Not more than 20 sprinklers (add, relocate, or remove), 2. hydraulic calculations, 3. change in occupancy and /or hazard classification, 4. warehouse storage arrangements, 5. mobile compact storage arrangements, 6. alternative solutions, 7. changes to the sprinkler system supply piping (e.g. valves, mains, cross-mains, branch-lines, etc.), or 8. flexible sprinkler pipe. | M C Fire Protection Ltd
EP-2023-06402 | 2023-07-17 | 1678 W BROADWAY, Vancouver, BC V6J 1X6 | Electrical Permit | Commercial | NULL | Expired | Annual / Operating - Maintenance of existing operating electrical equipment. Undertake to regularly assess, operate, and maintain the electrical equipment on a regular basis in compliance with the Electrical By-law No. 5563. | Terminal City Electric Ltd
EP-2023-07733 | 2023-08-28 | 1690 W BROADWAY, Vancouver, BC V6J 1X6 | Electrical Permit | Commercial | NULL | Issued | Annual / Operating - Maintenance of existing operating electrical equipment. Undertake to regularly assess, operate, and maintain the electrical equipment on a regular basis in compliance with the Electrical By-law No. 5563. | Terminal City Electric Ltd
EP-2022-01052 | 2022-02-10 | 686 W BROADWAY, Vancouver, BC V5Z 1G1 | Electrical Permit | Commercial | NULL | Expired | Annual / Operating - Annual Operating Permit Expired EP-2021-01690 Valid: Feb. 18, 2022 to Feb. 17, 2023 | Sasco Contractors Ltd
EP-2023-08081 | 2023-09-07 | 686 W BROADWAY, Vancouver, BC V5Z 1G1 | Electrical Permit | Commercial | Renovation | Completed | Installation / Repair - Commercial - Tenant improvement - add 4 receptacles and replace existing lights in 1 area - less than 20% of total lighting though. >BP: Interior alterations to provide improvements for this existing Health Care Office tenant at unit #505 on the 5th floor of this commercial building on this site. Scope of work: construct partition wall/doors for 2 new enclosed offices, new work stations for open office space, finishes and electrical work. TENANT: Provincial Health Services Authority. Letters of Assurance submitted by: Schedule A and Architectural Schedule B, Xu (Patrick) Yang, Architect, ph: 604-616-7892 Mechanical Schedule B, Mark Yeung, P.Eng., ph: 604-559-8809 Electrical Schedule B, Patrick Krzesinski, P.Eng., ph: 604-986-4128 OK for Field Review per W. Wong Energy checklist is currently no longer required with your Building Permit (BP) application. Some supporting documents are still required at BP stage, specifically Envelope and HVAC, if applicable. Service Water Heating and Lighting supporting documents, if applicable, must be submitted with your related trades permits (e.g. electrical and plumbing). | Ampac Electric Ltd
EP-2023-01444 | 2023-02-22 | 686 W BROADWAY, Vancouver, BC V5Z 1G1 | Electrical Permit | Commercial | NULL | Issued | Annual / Operating - Annual Operating Permit Expired EP-2022-01052 Valid: Feb. 18, 2023 to Feb. 17, 2024 | Sasco Contractors Ltd
EP-2022-05201 | 2022-06-20 | 686 W BROADWAY, Vancouver, BC V5Z 1G1 | Electrical Permit | Commercial | Tenant Improvement | Completed | Installation / Repair - Commercial - Install (2) receptacles in Kitchen area | Sasco Contractors Ltd
EP-2022-09778 | 2022-11-18 | 686 W BROADWAY, Vancouver, BC V5Z 1G1 | Electrical Permit | Commercial | Tenant Improvement | Issued | Installation / Repair - Commercial - RID: 159639 RE & RE of electrical room exhaust fan . Retrofit - Like for like exact appliance replacement. Service remained the same, breaker & electrical feed confirmed to be originally sized properly. Equipment will be replaced in the same location as existing the unit. No change in equipment capacity or fuel. | Haakon Industries (Canada) Ltd.
GP-2024-00125 | 2024-01-15 | 4626 W 8TH AVENUE, Vancouver, BC V6R 2A7 | Gas Permit | Residential | Addition | Issued | Residential - Replacement of furnace | BCRC Plumbing and Heating Ltd
PP-2022-01475 | 2022-05-03 | 4649 W 8TH AVENUE, Vancouver, BC V6R 2A6 | Plumbing Permit | Residential | New | Completed | Residential - backflow preventor for lawn irrigation | Oriental Landscaping & Home Improvement ltd
GP-2023-00896 | 2023-03-14 | 3128 W KING EDWARD AVENUE, Vancouver, BC V6L 1V5 | Gas Permit | Residential | Renovation | Completed | Residential - Furnace Installation March 14/2023-AMEND -corrected location and no associated BP for this permit | Pro Ace Heating & Air Conditioning Services Ltd
GP-2023-03114 | 2023-10-18 | 3136 W KING EDWARD AVENUE, Vancouver, BC V6L 1V5 | Gas Permit | Residential | New | Completed | Residential - install a new gas tankless hot water heater Rinnai 199in re/re | Feli Plumbing and Heating
GP-2022-03832 | 2022-12-02 | 3206 W KING EDWARD AVENUE, Vancouver, BC V6L 1V7 | Gas Permit | Residential | Renovation | Completed | Residential - Hot Water Tank Installation | Hillcrest Plumbing & Heating (1991) Ltd
SP-2022-00151 | 2022-02-04 | 3214 W KING EDWARD AVENUE, Vancouver, BC V6L 1V7 | Sprinkler Permit | Residential | New | Completed | Residential - Install sprinklers in duplex >BP: To construct a two-storey two-family dwelling with two secondary suites ($1,126,745) located in the basement, with a detached accessory building (garage) and 2 surface parking spaces at the rear providing 4 parking spaces, having vehicular access from the lane. Note: This Building Permit will remain in a suspended status until the associated (green) Demolition Permit BP-2020-03984 is completed. Note: This is a 2 storey building pursuant to the Zoning and Development By-Law 1. Covenant registered at the Land Title Office under CA8889441 2. No strata titling permitted 3. A/C units proposed in the rear yard 4. Schedule B: Shambhu N. Biswas, P.Eng (604-250-8666) Structural & Geotechnical 5. HPO: Residential Builder - Kennon Construction Ltd. Address Note: EAST UNIT #1 - 3214 W King Edward Av - One Dwelling (east portion of 1st and 2nd storey) *Primary #2 - 3214 W King Edward Av - Secondary Suite (east portion of basement) WEST UNIT #1 - 3216 W King Edward Av - One Dwelling (west portion of 1st and 2nd storey) #2 - 3216 W King Edward Av - Secondary Suite (west portion of basement) Addresses assigned per approved plans. Fire and Emergency street access to the east secondary suite is from the east side. Fire and Emergency street access to the west secondary suite is from the west. Street access must be provided and maintained at all time. The building addresses are to be posted and to be visible from the street in accordance with the Building By-law prior to final inspection. ******THIS PERMIT HAS BEEN ISSUED UNDER THE REQUIREMENTS OF VBBL #12511 (2019)***** | Gold Key Fire Protection Ltd
EP-2022-04161 | 2022-05-20 | 3263 W KING EDWARD AVENUE, Vancouver, BC V6L 1V6 | Electrical Permit | Residential | Addition | Completed | Installation / Repair - Residential - install emergency lights and smoke alarms for family child day care facility (smoke and CO alarms and emergency lighting) (IA-2022-00103) | GLBC ELECTRICAL CONTRACTORS LTD
PP-2022-02394 | 2022-07-11 | 3340 W KING EDWARD AVENUE, Vancouver, BC V6S 1M3 | Plumbing Permit | Residential | New | Completed | Residential - install irrigation system | Zhongmin Zhao DBA Colorful Garden
GP-2023-00073 | 2023-01-16 | 5116 WALDEN STREET, Vancouver, BC V5W 2V7 | Gas Permit | Residential | Addition | Completed | Residential - TO INSTALL 1 FURNACE | BC Care Heating Services Ltd
EP-2022-09165 | 2022-10-28 | 1130 W PENDER STREET, Vancouver, BC V6E 2R9 | Electrical Permit | Commercial | Tenant Improvement | Completed | Installation / Repair - Commercial - Supply and Install new power and data for office workstations and server room equipment. >BP: Interior alterations to provide tenant improvements to a new tenant on the 8th floor (#812) in this existing commercial building on site. Scope of Work: Construct new partition walls for new offices, new door, power and data supply for new work stations, new paint, electrical and sprinkler work TENANT: Vanguard Law Group Llp Building Sprinklered – Separate sprinkler permit required for proposed sprinkler work. E2 - Retrofit Path: BOMA BESt (Path 1) - No Additional Upgrades Required Energy checklist is currently no longer required with your Building Permit (BP) application. Some supporting documents are still required at BP stage, specifically Envelope and HVAC, if applicable. Service Water Heating and Lighting supporting documents, if applicable, must be submitted with your related trades permits (e.g. electrical and plumbing). All energy upgrades will be checked during inspections stage. It is the applicant’s responsibility to identify and note all required upgrades including energy upgrades on their BP drawings at BP stage. | Priority Electric LTD.
SP-2022-01781 | 2022-10-27 | 1130 W PENDER STREET, Vancouver, BC V6E 2R9 | Sprinkler Permit | Commercial | Tenant Improvement | Completed | Commercial - Add and relocate sprinkler heads for tenant improvement. >BP: #812 - 8th Floor Interior alterations to provide tenant improvements to a new tenant on the 8th floor (#812) in this existing commercial building on site. Scope of Work: Construct new partition walls for new offices, new door, power and data supply for new work stations, new paint, electrical and sprinkler work TENANT: Vanguard Law Group Llp *****This application does not include any of the following: 1. Not more than 20 sprinklers (add, relocate, or remove), 2. hydraulic calculations, 3. change in occupancy and /or hazard classification, 4. warehouse storage arrangements, 5. mobile compact storage arrangements, 6. alternative solutions, 7. changes to the sprinkler system supply piping (e.g. valves, mains, cross-mains, branch-lines, etc.), or 8. flexible sprinkler pipe. | Priority Fire Systems Ltd
SP-2022-01503 | 2022-09-16 | 1130 W PENDER STREET, Vancouver, BC V6E 2R9 | Sprinkler Permit | Commercial | Tenant Improvement | Completed | Commercial - ADD AND RELOCATE 18 SPRINKLER HEADS >BP: Unit 1000 - 10th Floor Interior alterations to provide tenant improvements to this existing office unit (#1000) on the 10th Floor of this existing commercial building. Scope of work includes: 1) Minor reconfiguration of interior partition and mechanical systems. 2) New light fixtures, new millwork, new flooring, new wall finishes throughout office unit. *****This application does not include any of the following: 1. Not more than 20 sprinklers (add, relocate, or remove), 2. hydraulic calculations, 3. change in occupancy and /or hazard classification, 4. warehouse storage arrangements, 5. mobile compact storage arrangements, 6. alternative solutions, 7. changes to the sprinkler system supply piping (e.g. valves, mains, cross-mains, branch-lines, etc.), or 8. flexible sprinkler pipe. >>>>>Amend: April 20, 2023 --Unit 1000 - 10th Floor and correct BP work description re: #1000) on the 10th Floor | Priority Fire Systems Ltd
NULL | NULL | 1130 W PENDER STREET, Vancouver, BC V6E 2R9 | Electrical Permit | Commercial | Renovation | Draft | Installation / Repair - Commercial - Fished down 2 receptacles and 2 data in a new wall. | NULL
EP-2022-07482 | 2022-09-08 | 1130 W PENDER STREET, Vancouver, BC V6E 2R9 | Electrical Permit | Commercial | Renovation | Completed | Installation / Repair - Commercial - SUITE #1600 - 16TH FLOOR - Fished in 2 receptacles and 2 data into a new wall. >BP: #1600 - 16th Floor Interior alterations to provide tenant improvements for this existing office tenant on the 16h floor (#1600) in this existing commercial building on this site. Scope of work: Construct partition walls to create a new office, new door, new glazing and electrical work. | Rockwood Electric Ltd
PP-2023-00805 | 2023-03-22 | 1130 W PENDER STREET, Vancouver, BC V6E 2R9 | Plumbing Permit | Commercial | Tenant Improvement | Completed | Commercial - UNIT #1000 - 11TH FLOOR - Fixtures >BP: Unit 1000 - 10th Floor Interior alterations to provide tenant improvements to this existing office unit (#1000) on the 10th Floor of this existing commercial building. Scope of work includes: 1) Minor reconfiguration of interior partition and mechanical systems. 2) New light fixtures, new millwork, new flooring, new wall finishes throughout office unit. >Amend: April 20th -Unit 1000 - 10th Floor and correct BP work description re: #1000) on the 10th Floor | DAVIDSON BROS MECHANICAL CONTRACTORS
EP-2023-00882 | 2023-02-02 | 1130 W PENDER STREET, Vancouver, BC V6E 2R9 | Electrical Permit | Commercial | NULL | Expired | Annual / Operating - Misc electrical work throughout Renewal of EP-2022-00775 Valid: Feb. 5, 2023 - Feb. 4, 2024 | Mott Electric General Partnership
SP-2023-00593 | 2023-06-20 | 1130 W PENDER STREET, Vancouver, BC V6E 2R9 | Sprinkler Permit | Commercial | Renovation | Issued | Commercial - For sprinkler system alterations to the 2019 VBBL and NFPA 13, 2013 for the tenant improvements to relocate the existing FDC on site. Engineer of Record: Christopher Anderson 778-960-6698 canderson@senezco.com | Tactical Fire Safety
EP-2023-02317 | 2023-03-23 | 1130 W PENDER STREET, Vancouver, BC V6E 2R9 | Electrical Permit | Commercial | Renovation | Completed | Installation / Repair - Commercial - Re/RE lighting and controls, install fire alarm devices, install data, re/re branch circuits, seismic, EM and Exits. >BP: Unit 1000 - 10th Floor Interior alterations to provide tenant improvements to this existing office unit (#1000) on the 10th Floor of this existing commercial building. Scope of work includes: 1) Minor reconfiguration of interior partition and mechanical systems. 2) New light fixtures, new millwork, new flooring, new wall finishes throughout office unit. >Amend: April 20th -Unit 1000 - 10th Floor and correct BP work description re: #1000) on the 10th Floor | Action Electric Ltd
EP-2023-06375 | 2023-07-14 | 1130 W PENDER STREET, Vancouver, BC V6E 2R9 | Electrical Permit | Commercial | Renovation | Issued | Installation / Repair - Commercial - Installation of class 2 circuits and devices for HVAC control system upgrade. | Ainsworth Inc
EP-2023-04377 | 2023-05-23 | 1130 W PENDER STREET, Vancouver, BC V6E 2R9 | Electrical Permit | Commercial | Renovation | Completed | Installation / Repair - Commercial - Single-access control door, NO MAGLOCKS Site Contact - Anton Cobzev +1 (604) 723-9045 >BP: Interior alterations to provide tenant improvements to this existing office unit (#1000) on the 10th Floor of this existing commercial building. Scope of work includes: 1) Minor reconfiguration of interior partition and mechanical systems. 2) New light fixtures, new millwork, new flooring, new wall finishes throughout office unit. | Paladin Technologies Inc
PP-2023-01737 | 2023-05-17 | 1130 W PENDER STREET, Vancouver, BC V6E 2R9 | Plumbing Permit | Commercial | Tenant Improvement | Completed | Commercial - SUITE #780 - 7TH FLOOR - New sink location >BP: #780 - 7th Floor Interior alterations to provide tenant improvements for a new tenant on the 7th floor (#780) of this existing commercial building on site. Scope of work: Construct new partitions for new offices and a meeting room. New kitchen, millwork, electrical, plumbing and sprinkler work to suit. | Mountain View Mechanical Ltd
EP-2023-04266 | 2023-05-23 | 1130 W PENDER STREET, Vancouver, BC V6E 2R9 | Electrical Permit | Commercial | Tenant Improvement | Completed | Installation / Repair - Commercial - Supply and Install power for 2 new offices and Kitchen area. Relocate some existing light fixtures as needed. Replace light fixture lenses. The lighting is all existing and is to remain the same no new lighting is being installed. *Permit amendment Jul 27, 2023: "Supply and install 14 Data Cables and data cabinet in new server room" >BP: Interior alterations to provide tenant improvements for a new tenant on the 7th floor (#780) of this existing commercial building on site. Scope of work: Construct new partitions for new offices and a meeting room. New kitchen, millwork, electrical, plumbing and sprinkler work to suit. TENANT: Esri Canada Limited Building Sprinklered – Separate sprinkler permit required for proposed sprinkler work. Energy checklist is currently no longer required with your Building Permit (BP) application. Some supporting documents are still required at BP stage, specifically Envelope and HVAC, if applicable. Service Water Heating and Lighting supporting documents, if applicable, must be submitted with your related trades permits (e.g. electrical and plumbing). | Priority Electric LTD.
SP-2023-00924 | 2023-05-26 | 1130 W PENDER STREET, Vancouver, BC V6E 2R9 | Sprinkler Permit | Commercial | Tenant Improvement | Completed | Commercial - Add and relocate sprinkler heads for tenant improvement. >BP: Interior alterations to provide tenant improvements for a new tenant on the 7th floor (#780) of this existing commercial building on site. Scope of work: Construct new partitions for new offices and a meeting room. New kitchen, millwork, electrical, plumbing and sprinkler work to suit. *****This application does not include any of the following: 1. Not more than 20 sprinklers (add, relocate, or remove), 2. hydraulic calculations, 3. change in occupancy and /or hazard classification, 4. warehouse storage arrangements, 5. mobile compact storage arrangements, 6. alternative solutions, 7. changes to the sprinkler system supply piping (e.g. valves, mains, cross-mains, branch-lines, etc.), or 8. flexible sprinkler pipe. | Priority Fire Systems Ltd
PP-2023-03852 | 2023-11-01 | 1130 W PENDER STREET, Vancouver, BC V6E 2R9 | Plumbing Permit | Commercial | Tenant Improvement | Completed | Commercial - SUITE #1450 - TI Office reno >BP: #1450 - 14th Floor Interior alterations to provide improvements for an existing general office tenant on the 14th floor (#1450) of this existing commercial building. Scope of work: Remove non-load bearing walls, door and infill the opening, millwork, t-bar ceiling and carpet removal. Construct new drywall ceiling in boardroom and reception, new flooring, paint, millwork, electrical, plumbing and sprinkler work. | MCR Mechanical Ltd
EP-2023-08556 | 2023-09-21 | 1130 W PENDER STREET, Vancouver, BC V6E 2R9 | Electrical Permit | Commercial | Tenant Improvement | Completed | Installation / Repair - Commercial - Installation of server rack on wall for existing data cabling that was removed. Hook up power/data for workstations using existing power and data at locations. Install of Over floor raceway at one location for furniture workstation. NO LIGHTING AND NO NEW WALLS . >BP: #1101 - 11th Floor (suite to change to #1120) Interior alterations to provide tenant improvement to this existing general office on the 11th floor (#1101) of this existing commercial building. Scope of Work: Demolish select full height partitions, construct new non-load bearing wall to underside of t-bar, relocate interior glass wall and door, new carpet, paint and sprinkler work. NOTE: Future application will use #1120 to match with addressing note Building Sprinklered – Separate sprinkler permit required for proposed sprinkler work. Energy checklist is currently no longer required with your Building Permit (BP) application. Some supporting documents are still required at BP stage, specifically Envelope and HVAC, if applicable. Service Water Heating and Lighting supporting documents, if applicable, must be submitted with your related trades permits (e.g. electrical and plumbing). | Mott Electric General Partnership
SP-2023-01616 | 2023-09-06 | 1130 W PENDER STREET, Vancouver, BC V6E 2R9 | Sprinkler Permit | Commercial | Tenant Improvement | Completed | Commercial - UNIT #1450 - Relocating sprinkler heads to suit new ceiling layout and new millwork >BP: #1450 - 14th Floor Interior alterations to provide improvements for an existing general office tenant on the 14th floor (#1450) of this existing commercial building. Scope of work: Remove non-load bearing walls, door and infill the opening, millwork, t-bar ceiling and carpet removal. Construct new drywall ceiling in boardroom and reception, new flooring, paint, millwork, electrical, plumbing and sprinkler work. *****This application does not include any of the following: 1. Not more than 20 sprinklers (add, relocate, or remove), 2. hydraulic calculations, 3. change in occupancy and /or hazard classification, 4. warehouse storage arrangements, 5. mobile compact storage arrangements, 6. alternative solutions, 7. changes to the sprinkler system supply piping (e.g. valves, mains, cross-mains, branch-lines, etc.), or 8. flexible sprinkler pipe. | Phaser Fire Protection Ltd
EP-2023-07420 | 2023-08-16 | 1130 W PENDER STREET, Vancouver, BC V6E 2R9 | Electrical Permit | Commercial | Tenant Improvement | Completed | Installation / Repair - Commercial - Demo, Lighting, Life Safety, Data RI, Receptacles, Floor boxes >Permit Amendment Sep 06, 2023 -Hazardous Building Materials Assessment -Asbestos Reassesment *Document(s) uploaded to "Application Documents" tab for Electrical Inspector review. Documents are at pending status at time of permit amendment approval >BP: Interior alterations to provide improvements for an existing general office tenant on the 14th floor (#1450) of this existing commercial building. Scope of work: Remove non-load bearing walls, door and infill the opening, millwork, t-bar ceiling and carpet removal. Construct new drywall ceiling in boardroom and reception, new flooring, paint, millwork, electrical, plumbing and sprinkler work. TENANT: Britist Columbia Coast Pilots Ltd Building Sprinklered – Separate sprinkler permit required for proposed sprinkler work. Energy checklist is currently no longer required with your Building Permit (BP) application. Some supporting documents are still required at BP stage, specifically Envelope and HVAC, if applicable. Service Water Heating and Lighting supporting documents, if applicable, must be submitted with your related trades permits (e.g. electrical and plumbing). | Sasco Contractors Ltd
EP-2022-00775 | 2022-02-02 | 1130 W PENDER STREET, Vancouver, BC V6E 2R9 | Electrical Permit | Commercial | NULL | Expired | Annual / Operating - Misc electrical work throughout Renewal of EP-2021-00906 Valid: Feb. 5, 2022 - Feb. 4, 2023 | Mott Electric General Partnership
SP-2022-00334 | 2022-03-09 | 1130 W PENDER STREET, Vancouver, BC V6E 2R9 | Sprinkler Permit | Commercial | Tenant Improvement | Completed | Commercial - ADD AND RELOCATE 16 SPRINKLER HEADS Unit 1010 Interior alterations to this existing office (1010) of this existing mixed use building on this site. Scope of work includes: 1) Renovation of existing office space for a new office tenant. 2) Minor reconfiguration of partition walls. 3) Minor alterations of mechanical systems. 4) New light fixtures to be installed. 5) New millwork, flooring and paint throughout. *****This application does not include any of the following: 1. Not more than 20 sprinklers (add, relocate, or remove), 2. hydraulic calculations, 3. change in occupancy and /or hazard classification, 4. warehouse storage arrangements, 5. mobile compact storage arrangements, 6. alternative solutions, 7. changes to the sprinkler system supply piping (e.g. valves, mains, cross-mains, branch-lines, etc.), or 8. flexible sprinkler pipe. | Priority Fire Systems Ltd
EP-2022-02573 | 2022-03-31 | 1130 W PENDER STREET, Vancouver, BC V6E 2R9 | Electrical Permit | Commercial | Renovation | Completed | Installation / Repair - Commercial - re/re lighting and branch circuits, add electrical panel and transformer. Upgrade fire alarm to this existing office. >BP: Interior alterations to this existing office (1010) of this existing mixed use building on this site. Scope of work includes: 1) Renovation of existing office space for a new office tenant. 2) Minor reconfiguration of partition walls. 3) Minor alterations of mechanical systems. 4) New light fixtures to be installed. 5) New millwork, flooring and paint throughout. Amend: July 7, 2022 add Data/Low Voltage to permit, it was entered as extra-low voltage - security prewire by mistake. Also attached are the seismic schedule, attachment L and Appendix C, as requested. | Action Electric Ltd
EP-2022-03315 | 2022-04-26 | 1130 W PENDER STREET, Vancouver, BC V6E 2R9 | Electrical Permit | Commercial | Addition | Completed | Installation / Repair - Commercial - Pull Cables and Install 3 Glassbreak and 1 Panic button. No mag locks. Job#40135-1 | PALADIN TECHNOLOGIES INC
PP-2022-01349 | 2022-04-29 | 1130 W PENDER STREET, Vancouver, BC V6E 2R9 | Plumbing Permit | Commercial | Renovation | Completed | Commercial - UNIT #1010 - 10TH FLOOR - Installing new fixtures Unit 1010 Interior alterations to this existing office (1010) of this existing mixed use building on this site. Scope of work includes: 1) Renovation of existing office space for a new office tenant. 2) Minor reconfiguration of partition walls. 3) Minor alterations of mechanical systems. 4) New light fixtures to be installed. 5) New millwork, flooring and paint throughout. | DAVIDSON BROS MECHANICAL CONTRACTORS
EP-2022-02599 | 2022-04-01 | 1140 W PENDER STREET, Vancouver, BC V6E 4G1 | Electrical Permit | Commercial | Renovation | Completed | Installation / Repair - Commercial - Small Tennant Improvement, Bathroom Fan and Control, Exit Lights, 10x Receptacles and 10x Data Drops, power for new door Operator. >BP: Interior alterations to provide tenant improvements for a new office tenant on the 8th floor (#840) in this existing commercial building. Scope of work: remove select interior partition wall/door, construct two new partition walls, adding 2 single use tenant washrooms, finishes, electrical, plumbing and sprinkler work. TENANT: Consulate General of Italy OK for Field Review per K. Vogt - Feb 7/22 E2 - Retrofit Path: BOMA BESt (Path 1) - No Additional Upgrades Req'd Energy checklist is currently no longer required with your Building Permit (BP) application. Some supporting documents are still required at BP stage, specifically Envelope and HVAC, if applicable. Service Water Heating and Lighting supporting documents, if applicable, must be submitted with your related trades permits (e.g. electrical and plumbing). All energy upgrades will be checked during inspections stage. It is the applicant’s responsibility to identify and note all required upgrades including energy upgrades on their BP drawings at BP stage. | Sasco Contractors Ltd
SP-2022-00394 | 2022-03-21 | 1140 W PENDER STREET, Vancouver, BC V6E 4G1 | Sprinkler Permit | Commercial | Tenant Improvement | Completed | Commercial - ADD AND RELOCATE 12 SPRINKLER HEADS FOR T.I #840 - 8th floor Interior alterations to provide tenant improvements for a new office tenant on the 8th floor (#840) in this existing commercial building. Scope of work: remove select interior partition wall/door, construct two new partition walls, adding 2 single use tenant washrooms, finishes, electrical, plumbing and sprinkler work. TENANT: Consulate General of Italy *****This application does not include any of the following: 1. Not more than 20 sprinklers (add, relocate, or remove), 2. hydraulic calculations, 3. change in occupancy and /or hazard classification, 4. warehouse storage arrangements, 5. mobile compact storage arrangements, 6. alternative solutions, 7. changes to the sprinkler system supply piping (e.g. valves, mains, cross-mains, branch-lines, etc.), or 8. flexible sprinkler pipe. | Priority Fire Systems Ltd
NULL | NULL | 1140 W PENDER STREET, Vancouver, BC V6E 4G1 | Plumbing Permit | Commercial | Tenant Improvement | Draft | Commercial - Plumbing for two new washrooms | NULL
PP-2022-00967 | 2022-03-24 | 1140 W PENDER STREET, Vancouver, BC V6E 4G1 | Plumbing Permit | Commercial | Tenant Improvement | Completed | Commercial - UNIT #840 - 8TH FLOOR - Plumbing for 2 new washrooms #840 - 8th floor Interior alterations to provide tenant improvements for a new office tenant on the 8th floor (#840) in this existing commercial building. Scope of work: remove select interior partition wall/door, construct two new partition walls, adding 2 single use tenant washrooms, finishes, electrical, plumbing and sprinkler work. TENANT: Consulate General of Italy | Mountain View Mechanical Ltd
EP-2022-04928 | 2022-06-13 | 1140 W PENDER STREET, Vancouver, BC V6E 4G1 | Electrical Permit | Commercial | Addition | Completed | Installation / Repair - Commercial - Low voltage security alarm installation | Scott Security Systems Ltd
EP-2022-00776 | 2022-02-02 | 1140 W PENDER STREET, Vancouver, BC V6E 4G1 | Electrical Permit | Commercial | NULL | Expired | Annual / Operating - Misc electrical work throughout Renewal of EP-2021-00907 Valid: Feb. 5, 2022 - Feb. 4, 2023 | Mott Electric General Partnership
EP-2021-08517 | 2022-01-04 | 1140 W PENDER STREET, Vancouver, BC V6E 4G1 | Electrical Permit | Commercial | New | Completed | Installation / Repair - Commercial - Install 2 EV Chargers and 2 cable management systems -There are being installed on P2 stalls 231/232, the service capacity has been calculated by an engineer (which was originally attached) | Mott Electric General Partnership
EP-2023-10823 | 2023-12-11 | 1140 W PENDER STREET, Vancouver, BC V6E 4G1 | Electrical Permit | Commercial | Tenant Improvement | Completed | Installation / Repair - Commercial - Supply and install light fixtures, Rough in conduit for data, and electrical in new walls. >BP: #1010 - 10th floor Interior alterations to provide improvements for a new office tenant on the 10th (#1010) of this existing commercial building on this site. Scope of work: alter layout to create new meeting room and offices. Electrical, sprinklers, HVAC, RCP to suit. >>Amend: Feb. 2nd -added communications scope of work increase permit value by $25,000.00 add class 2 circuits to installation details -(previous cost of installation was $72,350) NEW TOTAL cost of installation based on $ 97,350.00 | Canem Systems Ltd
SP-2023-01965 | 2023-10-25 | 1140 W PENDER STREET, Vancouver, BC V6E 4G1 | Sprinkler Permit | Commercial | Tenant Improvement | Completed | Commercial - Add and relocate sprinkler heads for tenant improvement. >BP: #1010 - 10th floor Interior alterations to provide improvements for a new office tenant on the 10th (#1010) of this existing commercial building on this site. Scope of work: alter layout to create new meeting room and offices. Electrical, sprinklers, HVAC, RCP to suit. *****This application does not include any of the following: 1. Not more than 20 sprinklers (add, relocate, or remove), 2. hydraulic calculations, 3. change in occupancy and /or hazard classification, 4. warehouse storage arrangements, 5. mobile compact storage arrangements, 6. alternative solutions, 7. changes to the sprinkler system supply piping (e.g. valves, mains, cross-mains, branch-lines, etc.), or 8. flexible sprinkler pipe. | Priority Fire Systems Ltd
EP-2023-06373 | 2023-07-14 | 1140 W PENDER STREET, Vancouver, BC V6E 4G1 | Electrical Permit | Commercial | Renovation | Issued | Installation / Repair - Commercial - Installation of class 2 circuits and devices for HVAC control system upgrade. | Ainsworth Inc
EP-2023-00883 | 2023-02-02 | 1140 W PENDER STREET, Vancouver, BC V6E 4G1 | Electrical Permit | Commercial | NULL | Expired | Annual / Operating - Misc electrical work throughout Renewal of EP-2022-00776 Valid: Feb. 5, 2023 - Feb. 4, 2024 | Mott Electric General Partnership
SP-2022-01252 | 2022-08-05 | 1140 W PENDER STREET, Vancouver, BC V6E 4G1 | Sprinkler Permit | Commercial | Tenant Improvement | Completed | Commercial - 4TH FLOOR - #460 - ADD 1 NEW SPRINKLER HEAD #460 Interior alterations to provide improvements for a new office tenant at office unit #460 on the 4th floor of this commercial building on this site. *****This application does not include any of the following: 1. Not more than 20 sprinklers (add, relocate, or remove), 2. hydraulic calculations, 3. change in occupancy and /or hazard classification, 4. warehouse storage arrangements, 5. mobile compact storage arrangements, 6. alternative solutions, 7. changes to the sprinkler system supply piping (e.g. valves, mains, cross-mains, branch-lines, etc.), or 8. flexible sprinkler pipe. | Priority Fire Systems Ltd
EP-2022-05982 | 2022-07-19 | 1155 W PENDER STREET, Vancouver, BC V6E 2P4 | Electrical Permit | Commercial | New | Completed | Installation / Repair - Commercial - UNIT #100 - installation of alarm system | Telus Custom Security Systems Inc
SP-2021-01628 | 2022-01-06 | 1155 W PENDER STREET, Vancouver, BC V6E 2P4 | Sprinkler Permit | Commercial | Tenant Improvement | Completed | Commercial - #100 & #120 Sprinkler improvement and interior alteration in suite #120 (Self Improvement School - Group A-2) and Change of Major occupancy for unit #100 from Retail store (Group E) to Office, serving school (Group D) for "SELC Canada" in this existing 7-storey commercial building * Reviewed as per VBBL 2019 and issued during Pandemic Crisis | Troy Life & Fire Safety Limited Protection Incendia Troyu Ltee
EP-2022-01359 | 2022-02-22 | 1155 W PENDER STREET, Vancouver, BC V6E 2P4 | Electrical Permit | Commercial | Tenant Improvement | Completed | Installation / Repair - Commercial - Installation of new circuits and recepatcles for the new kitchen. Installation of some outlets for the boardroom. Installation of new data/communication cabling >BP: Interior alterations to provide improvements for a new office tenant at office unit on the 5th floor of this commercial building on this site. Scope of work to include: demolish/construct new partition walls to suit new layout, new staff room with kitchenette, finishes throughout, electrical, plumbing Tenant: ENDING VIOLENCE ASSOCIATION OF B.C The services of a Structural Engineer may be required (for coring), based upon site inspection by the District Building Inspector. E2 - Lighting - Upgrade to incorporate Automatic Partial OFF (per 9.4.1.1.(g) of ASHRAE 90.1-2016) OK for Field Review per W.Wong, January 13, 2022 AMEND: MAR 30, 2022 attach the attachment L form for the electrical inspector as requested | ALM Electric Inc
PP-2022-00661 | 2022-02-25 | 1155 W PENDER STREET, Vancouver, BC V6E 2P4 | Plumbing Permit | Commercial | Tenant Improvement | Completed | Commercial - UNIT #510 - Plumbing for new sink location #510 Interior alterations to provide improvements for a new office tenant at office unit on the 5th floor of this commercial building on this site. Scope of work to include: demolish/construct new partition walls to suit new layout, new staff room with kitchenette, finishes throughout, electrical, plumbing | Mountain View Mechanical Ltd
EP-2022-02361 | 2022-03-28 | 1155 W PENDER STREET, Vancouver, BC V6E 2P4 | Electrical Permit | Commercial | Renovation | Completed | Installation / Repair - Commercial - INSTALL NEW DATA OUTLET IN OFFICE >BP: #100 & #120 Tenant improvement and interior alteration in suite #120 (Self Improvement School - Group A-2) and Change of Major occupancy for unit #100 from Retail store (Group E) to Office, serving school (Considered as Group A-2) for "SELC Canada" in this existing 7-storey commercial building Scope of work includes: - Demolition of existing partition, suspended ceiling and doors and construction of interior layout. | Simon Electric Ltd
EP-2022-02180 | 2022-03-24 | 1155 W PENDER STREET, Vancouver, BC V6E 2P4 | Electrical Permit | Commercial | Tenant Improvement | Completed | Installation / Repair - Commercial - Demo as required Common light switching with time clock and override behind reception desk Install 10 single pole occupancy sensors, 16 single pole dimming occupancy sensors, 10 ceiling mount receptacles for projectors 125 duplex receptacles, 7 separate circuit receptacles, 3 GFCI receptacles, 15 housekeeping receptacles, hallways , 7 fire alarm bells, 10 fire alarm smoke detectors, 10 exit signs, 9 low voltage remote heads, 226 type A light fixtures , 6 Type B light fixtures 1 200watt Battery pack wired to the corridor lighting circuit, adjust all corridor lights in one circuit Reception Room 100A lighting control to be wired to the common hallway lighting control Install vacancy sensor in Staff Lounge Install occupancy sensor with dimmer in Classroom 122 Install regular light switch for Janitor closet (across from room 117) Install four separate circuits in Staff Lounge for 3 microwaves and 1 fridge Relocate pull station pull station near Gridline B5 (inside the tenant space) to the exit door near gridline A6 Relocate 100 amp sub panel. >BP: Tenant improvement and interior alteration in suite #120 (Self Improvement School - Group A-2) and Change of Major occupancy for unit #100 from Retail store (Group E) to Office, serving school (Considered as Group A-2) for "SELC Canada" in this existing 7-storey commercial building Scope of work includes: - Demolition of existing partition, suspended ceiling and doors and construction of interior layout. | Ino-Tek Electric Ltd.
PP-2022-01335 | 2022-04-29 | 1155 W PENDER STREET, Vancouver, BC V6E 2P4 | Plumbing Permit | Commercial | Tenant Improvement | Completed | Commercial - SUITES #100 & #120 - plumbing for 5 sinks #100 & #120 Tenant improvement and interior alteration in suite #120 (Self Improvement School - Group A-2) and Change of Major occupancy for unit #100 from Retail store (Group E) to Office, serving school (Considered as Group A-2) for "SELC Canada" in this existing 7-storey commercial building Scope of work includes: - Demolition of existing partition, suspended ceiling and doors and construction of interior layout. | New West Plumbing & Heating & Building Ltd
GP-2022-02050 | 2022-07-12 | 5787 WALLACE STREET, Vancouver, BC V6N 2A3 | Gas Permit | Residential | Tenant Improvement | Completed | Residential - Furnace and Hot Water Tank Replacement | Wah Fai Plumbing & Heating Inc
GP-2023-00489 | 2023-02-09 | 5788 WALLACE STREET, Vancouver, BC V6N 2A4 | Gas Permit | Residential | Renovation - Dwelling Unit(s) only | Completed | Residential - Installing combination boiler | Reid Brothers Plumbing & Heating Ltd
NULL | NULL | 5819 WALLACE STREET, Vancouver, BC V6N 2A3 | Gas Permit | Residential | Tenant Improvement | Draft | Residential - Re and Re | Moore & Russell Heating Ltd
GP-2023-03586 | 2023-11-17 | 5819 WALLACE STREET, Vancouver, BC V6N 2A3 | Gas Permit | Residential | Tenant Improvement | Issued | Residential - re and re furnace | Moore & Russell Heating Ltd
EP-2023-08618 | 2023-10-17 | 5832 WALLACE STREET, Vancouver, BC V6N 2A4 | Electrical Permit | Residential | Renovation | Issued | Installation / Repair - Residential - Installation of heat pump. 40A circuit. Home has a existing 200A service and is well under loaded and can easily handle the extra load as its a single family bungalo with gas range and no other major loads. *MP-2023-01701: Issued (Heating and Cooling) | F & S Electrical Ltd
MP-2023-01701 | 2023-09-18 | 5832 WALLACE STREET, Vancouver, BC V6N 2A4 | Mechanical Permit | NULL | NULL | Completed | NULL | Reid Brothers Plumbing & Heating Ltd
EP-2022-02509 | 2022-04-12 | 1323 WALNUT STREET, Vancouver, BC V6J 3R2 | Electrical Permit | Residential | Renovation | Completed | Installation / Repair - Residential - EP-2022-02509/ 1323 WALNUT STREET clean up of old wiring in basement, install new lights in basement hallway, install interconnected smoke/CO2 detectors >BP: Exterior and interior alterations to remove the work without permit staircase and restore to original condition and to convert the ground floor to a secondary suite for this existing one family dwelling on this inside with lane site. Upgrading for suite as per Special Inspection No. IA-2018-01330/IA-2018-01719. | FOS Electric Systems Ltd
GP-2022-01835 | 2022-06-16 | 1323 WALNUT STREET, Vancouver, BC V6J 3R2 | Gas Permit | Residential | Renovation - Dwelling Unit(s) only | Completed | Residential - Building inspector requested permit for PRE-EXISTING gas work not done by Costello & Co. >Exterior and interior alterations to remove the work without permit staircase and restore to original condition and to convert the ground floor to a secondary suite for this existing one family dwelling on this inside with lane site. Upgrading for suite as per Special Inspection No. IA-2018-01330/IA-2018-01719. Letters of assurance submitted: Sch B (Stru): J. Hui, P.Eng., 778.319.3403 Addressing note: #1-1323 Walnut St - One Family Dwelling (1st & 2nd floor) #2-1323 Walnut St - Secondary Suite (basement) Address and suite numbers assigned as per approved plans for Fire and Emergency response. The address number is to be posted on the building to be visible from the street and the suite numbers are to be posted at the suite entries in accordance with the Building By-law prior to final inspection. Note: 1. Energy upgrade triggers (REUP): Minor air sealing, Attic insulation, Windows, and Doors. 2. No strata-titling will be permitted 3. An annual Vancouver business license must be obtained prior to rental of either the principal dwelling unit or secondary suite | Costello and Co. Plumbing Inc
PP-2022-02099 | 2022-06-16 | 1323 WALNUT STREET, Vancouver, BC V6J 3R2 | Plumbing Permit | Residential | Renovation - Dwelling Unit(s) only | Completed | Residential - Permit for pre-existing plumbing requested by Building Inspector >Exterior and interior alterations to remove the work without permit staircase and restore to original condition and to convert the ground floor to a secondary suite for this existing one family dwelling on this inside with lane site. Upgrading for suite as per Special Inspection No. IA-2018-01330/IA-2018-01719. Letters of assurance submitted: Sch B (Stru): J. Hui, P.Eng., 778.319.3403 Addressing note: #1-1323 Walnut St - One Family Dwelling (1st & 2nd floor) #2-1323 Walnut St - Secondary Suite (basement) Address and suite numbers assigned as per approved plans for Fire and Emergency response. The address number is to be posted on the building to be visible from the street and the suite numbers are to be posted at the suite entries in accordance with the Building By-law prior to final inspection. Note: 1. Energy upgrade triggers (REUP): Minor air sealing, Attic insulation, Windows, and Doors. 2. No strata-titling will be permitted 3. An annual Vancouver business license must be obtained prior to rental of either the principal dwelling unit or secondary suite | Costello and Co. Plumbing Inc
EP-2022-04750 | 2022-06-07 | 150 WATER STREET, Vancouver, BC V6B 1B2 | Electrical Permit | Commercial | Renovation | Completed | Installation / Repair - Commercial - Replacement of 83 only stairwell luminaires with new RAB (jam jar style) luminaires with LED bulbs (enclosed rated lamps). Plus replacement of 6 only, 4-foot florescent strip luminaires with LED equivalents. No additional lighting controls will be added. NOTE: Lighting compliance documentation for wattage allowance is fine. | Quantum Lighting Inc
EP-2024-00315 | 2024-01-17 | 150 WATER STREET, Vancouver, BC V6B 1B2 | Electrical Permit | Commercial | New | Issued | Installation / Repair - Commercial - wire rough-in and completion of CCTV camera instaltion. | Columbia Security Systems & Surveillance Inc
EP-2023-09570 | 2023-11-02 | 165 WATER STREET, Vancouver, BC V6B 1A7 | Electrical Permit | Commercial | NULL | Issued | Annual / Operating - Maintenance of existing operating electrical equipment. CF-2023-010895 Renewal of EP-2022-07270 Valid: Aug 29, 2023 to Aug 28, 2024 | Sasco Contractors Ltd
EP-2023-10390 | 2023-11-17 | 165 WATER STREET, Vancouver, BC V6B 1A7 | Electrical Permit | Commercial | Addition | Issued | Installation / Repair - Commercial - INSTALLATION OF EXTRA LOW VOLTAGE CAMERA SYSTEM | Telus Custom Security Systems Inc
EP-2022-07270 | 2022-08-29 | 165 WATER STREET, Vancouver, BC V6B 1A7 | Electrical Permit | Commercial | New | Expired | Annual / Operating - Maintenance of existing operating electrical equipment | Centre Electric Ltd
NULL | NULL | 171 WATER STREET, Vancouver, BC V6B 1A7 | Mechanical Permit | NULL | NULL | Withdrawn | NULL | NULL
EP-2023-00574 | 2023-03-14 | 321 WATER STREET, Vancouver, BC V6B 1B8 | Electrical Permit | Commercial | Renovation | Completed | Installation / Repair - Commercial - Installation of Enterphone with Maglock and Autodoor operator >BP: Interior alterations to improve the lobby of the existing commercial building on this site. work to include: new electro magnetic access door, new lighting, finishing. OK for field review per R. Rattray April 22, 2022 Energy Upgrade: E3 - Lighting - Meet the interior lighting power allowance by the Building Area Method, of the suite (per 9.5 of ASHRAE 90.1-2016) | Polygom Security Systems Ltd
EP-2022-08450 | 2022-10-07 | 321 WATER STREET, Vancouver, BC V6B 1B8 | Electrical Permit | Commercial | Tenant Improvement | Completed | Installation / Repair - Commercial - Remove/replace existing pendant lights with new pendants and add exit sign. Install power for ADO. >BP: Interior alterations to improve the lobby of the existing commercial building on this site. work to include: new electro magnetic access door, new lighting, finishing. | Blueline Electrical Services Ltd
EP-2023-08408 | 2023-09-19 | 321 WATER STREET, Vancouver, BC V6B 1B8 | Electrical Permit | Commercial | Tenant Improvement | Completed | Installation / Repair - Commercial - Installation of some new receptacles and data. >BP: Interior alterations to provide improvements for a new office tenant on the 5th floor (#504) of this existing commercial building of this site. Scope of work: remove a small partition wall, construct a new partition wall, glazed partition wall, doors to modify layout, millwork, lighting, finishes. Electrical and sprinklers to suit. TENANT: Coastal Nations Fisheries | ALM Electric Inc
SP-2023-02158 | 2023-11-28 | 321 WATER STREET, Vancouver, BC V6B 1B8 | Sprinkler Permit | Commercial | Tenant Improvement | Issued | Commercial - SUITE #504 - 5TH FLOOR - Add and Relocated Sprinkler Heads >BP: #504 - 5th floor Interior alterations to provide improvements for a new office tenant on the 5th floor (#504) of this existing commercial building of this site. Scope of work: remove a small partition wall, construct a new partition wall, glazed partition wall, doors to modify layout, millwork, lighting, finishes. Electrical and sprinklers to suit. *****This application does not include any of the following: 1. Not more than 20 sprinklers (add, relocate, or remove), 2. hydraulic calculations, 3. change in occupancy and /or hazard classification, 4. warehouse storage arrangements, 5. mobile compact storage arrangements, 6. alternative solutions, 7. changes to the sprinkler system supply piping (e.g. valves, mains, cross-mains, branch-lines, etc.), or 8. flexible sprinkler pipe | Viking Fire Protection Inc
EP-2023-00338 | 2023-01-19 | 122 WALTER HARDWICK AVENUE, Vancouver, BC V5Y 0C9 | Electrical Permit | Commercial | New | Completed | Installation / Repair - Commercial - Installation of one CT-4000 dual port electrical vehicle charger to P1 parkade fed from panel MC | S1 ELECTRIC LTD
PP-2023-04417 | 2023-12-21 | 4346 WELWYN STREET, Vancouver, BC V5N 3Z4 | Plumbing Permit | Residential | New | Issued | Residential - sump no pump >BP: To develop a 3-storey One-Family Dwelling with Secondary Suite (Building 1) at the front of site sharing 2 open carport parking spaces, having vehicular access from Miller Street with the proposed 2-storey one-family INFILL dwelling. | Bhullar Excavating and Demolition
GP-2022-01664 | 2022-05-31 | 1861 WILLIAM STREET, Vancouver, BC V5L 2R7 | Gas Permit | Residential | Tenant Improvement | Completed | Residential - Re Re Furnace | Moore & Russell Heating Ltd
GP-2023-01473 | 2023-05-05 | 1868 WILLIAM STREET, Vancouver, BC V5L 2R6 | Gas Permit | Residential | Renovation | Completed | Residential - Re&re Furnace | Milani Plumbing Heating & Air Conditioning Ltd
GP-2022-00338 | 2022-02-03 | 1869 WILLIAM STREET, Vancouver, BC V5L 2R7 | Gas Permit | Residential | New | Completed | Residential - Gas fireplace installation | 496302 BC Ltd
GP-2022-03823 | 2022-12-01 | 1922 WILLIAM STREET, Vancouver, BC V5L 2R8 | Gas Permit | Residential | Renovation | Completed | Residential - RE AND RE FURNACE | Samra Heating & Cooling Ltd
GP-2022-01768 | 2022-06-09 | 1940 WILLIAM STREET, Vancouver, BC V5L 2R8 | Gas Permit | Residential | Renovation | Completed | Residential - Re&Re Furnace BTU 45.000 | Milani Plumbing Heating & Air Conditioning Ltd
GP-2022-03427 | 2022-11-03 | 1954 WILLIAM STREET, Vancouver, BC V5L 2R8 | Gas Permit | Residential | Renovation | Completed | Residential - Replaced gas furnace | BNA Systems Inc and/or Kirkland Metal Shop Ltd
EP-2023-02571 | 2023-03-27 | 1962 WILLIAM STREET, Vancouver, BC V5L 2R8 | Electrical Permit | Residential | Renovation | Completed | Installation / Repair - Residential - Service upgrade/relocation. Grounding and bonding. The existing service is 60 amp. Service increase is for insurance purposes. (100 amp minimum) No new loads. | EVANSON ELECTRIC LTD
GP-2023-04065 | 2023-12-15 | 1994 WILLIAM STREET, Vancouver, BC V5L 2R8 | Gas Permit | Residential | Renovation | Issued | Residential - RE&RE furnace | Milani Plumbing Heating & Air Conditioning Ltd
NULL | NULL | 2012 WILLIAM STREET, Vancouver, BC V5L 2X6 | Electrical Permit | Commercial | NULL | Draft | Movie Set / Filming - To allow for Movie Set/Filming Applicant shall provide completed Contractor Declaration form, and dates of filming and associated location(s) to csinspection.clerks@vancouver.ca prior to the commencement of filming. Visit vancouver.ca/inspections for more details. | NULL
GP-2022-03010 | 2022-10-05 | 2050 WILLIAM STREET, Vancouver, BC V5L 2X6 | Gas Permit | Residential | Renovation | Completed | Residential - REANDRE WORK FOR GAS RANGE INSTALLATION | Coal Harbour Mechanical Ltd
GP-2022-04130 | 2022-12-27 | 2058 WILLIAM STREET, Vancouver, BC V5L 2X6 | Gas Permit | Residential | Addition | Completed | Residential - TO INSTALL 1 FURNACE | BC Care Heating Services Ltd
GP-2023-00052 | 2023-01-06 | 2065 WILLIAM STREET, Vancouver, BC V5L 2S1 | Gas Permit | Residential | Renovation | Completed | Residential - Replace gas furnace | BNA Systems Inc and/or Kirkland Metal Shop Ltd
GP-2024-00042 | 2024-01-08 | 2117 WILLIAM STREET, Vancouver, BC V5L 2S2 | Gas Permit | Residential | Renovation | Issued | Residential - Gas freestanding fireplace installation | Vaglio Fireplace LTD
GP-2023-04240 | 2023-12-30 | 4669 W 8TH AVENUE, Vancouver, BC V6R 2A6 | Gas Permit | Residential | Renovation | Completed | Residential - Gas water heater re and re | Superior Gas Installations & Service Ltd
EP-2023-00125 | 2023-01-09 | 456 W BROADWAY, Vancouver, BC V5Y 1R3 | Electrical Permit | Commercial | New | Expired | Temporary Power - Commercial - To provide temporary power. This is for temporary wiring (feeders) to conveyors and fans from a temporary portable unit substation installed under a separate permit by a different contractor. EP-2022-05235 is for a 300A/600V temp service for the purpose of construction power. The conveyors and fans are related to the tunnel boring activities and require much more power than the 300A temp service can provide so the GC has hired a line contractor to cable and energize a portable unit substation from which we will be wiring the fans and conveyors from. >>>Amend: June 26, 2023 -"Include a temporary unit substation rated at 12.47kv/0.6kv with 80A primary fusing and grounding as per attached SLD" >>>Amend: June 14, 2023 -I want to change the permit address from 400 W Broadway to 456 W Broadway. This was requested by Angelo Viani (electrical inspector). | Western Pacific Enterprises Ltd
EP-2023-01164 | 2023-02-13 | 456 W BROADWAY, Vancouver, BC V5Y 1R3 | Electrical Permit | Commercial | New | Issued | Temporary Power - Commercial - To provide temporary power. It is temporary high voltage power to supply customer's transformer | Valley Power Line Contracting Ltd
EP-2022-09704 | 2022-11-21 | 467 W BROADWAY, Vancouver, BC V5Y 1R4 | Electrical Permit | Commercial | Renovation | Completed | Installation / Repair - Commercial - Relocating existing outlets for new Layout, adding P{ower for new Display Cabinet -It is just relocating existing Equipment and a new Display Cabinet | Four Star Electric Ltd.
PP-2022-04131 | 2022-11-17 | 467 W BROADWAY, Vancouver, BC V5Y 1R4 | Plumbing Permit | Commercial | Tenant Improvement | Completed | Commercial - Capping off sink Dishwasher relocation | Ange's Plumbing Ltd
NULL | NULL | 850 W KENT AVENUE SOUTH, Vancouver, BC V6P 3G1 | Electrical Permit | Commercial | Addition | Withdrawn | Installation / Repair - Commercial - Add 2 circuits for fork lift battery chargers | 635913 BC Ltd. DBA: Mustang Contracting
SP-2022-02005 | 2022-12-05 | 888 W KENT AVENUE SOUTH, Vancouver, BC | Sprinkler Permit | Commercial | Renovation | Completed | Commercial - Removal of in-rack sprinklers and piping located at West wall as this racking will be removed from site. • Removal of mid-level in-rack sprinklers and piping - up to shelf marked #17 • Re-route line at the proposed end of rack up to the ceiling as needed to tie back into main • Relocate the existing 1 1/2" hose to the proposed end of rack | 0777792 BC Ltd
SP-2022-01340 | 2022-10-07 | 888 W KENT AVENUE SOUTH, Vancouver, BC | Sprinkler Permit | Commercial | Tenant Improvement | Completed | Commercial - installation of sprinklers into new racking BP: 888 W Kent Ave South Interior alterations to expand Warehouse tenant 888 W Kent Ave South into 9044 Shaughnessy St in this industrial building on this site. | Five Star Fire Protection Ltd
EP-2023-08339 | 2023-09-15 | 888 W KENT AVENUE SOUTH, Vancouver, BC | Electrical Permit | Commercial | Addition | Completed | Installation / Repair - Commercial - Supply and install new conduits and cabling for roof top mounted cameras including installation of cameras. | Power Pros Electrical Ltd
EP-2023-09524 | 2023-10-31 | 888 W KENT AVENUE SOUTH, Vancouver, BC | Electrical Permit | Commercial | Addition | Completed | Installation / Repair - Commercial - Install power for two overhead doors and two dock levelers. | Can Tec Electric Serv Ltd.
EP-2023-11111 | 2023-12-14 | 3806 W BROADWAY, Vancouver, BC V6R 2C3 | Electrical Permit | Residential | Tenant Improvement | Issued | Installation / Repair - Residential - Install lights in the soffit Outside infront of the houses and east side of the house | My Electrician Enterprises Inc
PP-2022-02647 | 2022-07-28 | 3815 W BROADWAY, Vancouver, BC V6R 2C2 | Plumbing Permit | Residential | New | Completed | Residential - 1FD+SS - #1 & #2 - plumbing for a new house To construct a 2.5 storey one-family dwelling with a secondary suite located in the Basement with a detached accessory building (garage) , at the rear providing 1 enclosed parking space and 1 surface parking space, having vehicular access from the lane. Note: This is a 2 storey building pursuant to the Zoning and Development By-Law 1- Covenant registered at the Land Title Office under CA8185079 2- No strata titling permitted 3- No A/C unit proposed | Kellett Plumbing & Heating Ltd
SP-2022-01179 | 2022-07-26 | 3815 W BROADWAY, Vancouver, BC V6R 2C2 | Sprinkler Permit | Residential | New | Issued | Residential - 1FD+SS - #1 & #2 - Installation of new fire sprinkler system To construct a 2.5 storey one-family dwelling with a secondary suite located in the Basement with a detached accessory building (garage) , at the rear providing 1 enclosed parking space and 1 surface parking space, having vehicular access from the lane. Note: This is a 2 storey building pursuant to the Zoning and Development By-Law 1- Covenant registered at the Land Title Office under CA8185079 2- No strata titling permitted 3- No A/C unit proposed | Fire Busters Inc
EP-2023-00708 | 2023-01-27 | 3815 W BROADWAY, Vancouver, BC V6R 2C2 | Electrical Permit | Residential | New | Expired | Temporary Power - Residential - To provide temporary power. | Wespac Electrical Contractor Ltd
EP-2023-00869 | 2023-02-02 | 3815 W BROADWAY, Vancouver, BC V6R 2C2 | Electrical Permit | Residential | New | Completed | Installation / Repair - Residential - Security and CCTV roughin and finishing >BP: To construct a 2.5 storey one-family dwelling with a secondary suite located in the Basement ($1,021,250) with a detached accessory carport at the rear providing 2 parking spaces and 1 surface parking space, having vehicular access from the lane. Note: This is a 2 storey building pursuant to the Zoning and Development By-Law 1- Covenant registered at the Land Title Office under CA8185079 2- No strata titling permitted 3- No A/C unit proposed 4- Structural Schedule B Structural P.Eng. K.L. Kwasinski of aDB Structural Engineering Inc (604-568-9373) 5- Structural and architectural (glass guards) Schedule B: Andrew Boettcher of aDB Structural Engineering Inc. (604.568.9373) 6- Geotechnical schedule B: Matt Kokan of GeoPacific Consultants Ltd. (604.439.0922) 7- HPO: Meridian Pacific Construction Inc "Combustible projections or roof soffits on an exposing building face shall not project to less than .45m from the property line and shall be in compliance with VBBL 2019 9.10.15.5.(11) The entire building, INCLUDING THE ATTACHED GARAGE (if applicable), to be sprinklered to NFPA 13D. Any alterations or conversions to the attached garage (if applicable) to habitable living space shall not be permitted without first obtaining the approval of the Director of Planning and the Chief Building Official. Thermal protection measures and Laneway house design guidelines shall be required to be met prior to the approval of the conversion. ******THIS PERMIT HAS BEEN ISSUED UNDER THE REQUIREMENTS OF VBBL 2019 ****** | Venture One Services Inc
NULL | NULL | 3815 W BROADWAY, Vancouver, BC V6R 2C2 | Electrical Permit | Residential | New | Withdrawn | Temporary Power - Residential - To provide temporary power. | Supercharger Electric Ltd
EP-2023-02673 | 2023-03-29 | 3815 W BROADWAY, Vancouver, BC V6R 2C2 | Electrical Permit | Residential | New | Completed | Installation / Repair - Residential - Installing security cameras >BP: To construct a 2.5 storey one-family dwelling with a secondary suite located in the Basement ($1,021,250) with a detached accessory carport at the rear providing 2 parking spaces and 1 surface parking space, having vehicular access from the lane. Note: This is a 2 storey building pursuant to the Zoning and Development By-Law 1- Covenant registered at the Land Title Office under CA8185079 2- No strata titling permitted 3- No A/C unit proposed 4- Structural Schedule B Structural P.Eng. K.L. Kwasinski of aDB Structural Engineering Inc (604-568-9373) 5- Structural and architectural (glass guards) Schedule B: Andrew Boettcher of aDB Structural Engineering Inc. (604.568.9373) 6- Geotechnical schedule B: Matt Kokan of GeoPacific Consultants Ltd. (604.439.0922) 7- HPO: Meridian Pacific Construction Inc "Combustible projections or roof soffits on an exposing building face shall not project to less than .45m from the property line and shall be in compliance with VBBL 2019 9.10.15.5.(11) ******THIS PERMIT HAS BEEN ISSUED UNDER THE REQUIREMENTS OF VBBL 2019 ****** | Supercharger Electric Ltd
EP-2022-00692 | 2022-01-31 | 3815 W BROADWAY, Vancouver, BC V6R 2C2 | Electrical Permit | Residential | New | Expired | Temporary Power - Residential - To provide temporary power. | Wespac Electrical Contractor Ltd
EP-2022-03823 | 2022-05-10 | 3815 W BROADWAY, Vancouver, BC V6R 2C2 | Electrical Permit | Residential | New | Completed | Installation / Repair - Residential - Electrical for new one-family dwelling with secondary suite. 200 amp overhead service to a 200 amp duplex meter base underground dip from meter to main portion and separately metered suite. >BP: To construct a 2.5 storey one-family dwelling with a secondary suite located in the Basement ($1,021,250) with a detached accessory building (garage) , at the rear providing 1 enclosed parking space and 1 surface parking space, having vehicular access from the lane. Note: This is a 2 storey building pursuant to the Zoning and Development By-Law 1- Covenant registered at the Land Title Office under CA8185079 2- No strata titling permitted 3- No A/C unit proposed 4- Structural and architectural (glass guards) schedule B: Andrew Boettcher of aDB Structural Engineering Inc. (604.568.9373) 5- Geotechnical schedule B: Matt Kokan of GeoPacific Consultants Ltd. (604.439.0922) 6- HPO: Meridian Pacific Construction Inc "Combustible projections or roof soffits on an exposing building face shall not project to less than .45m from the property line and shall be in compliance with VBBL 2019 9.10.15.5.(11) Any alterations or conversions to the attached garage (if applicable) to habitable living space shall not be permitted without first obtaining the approval of the Director of Planning and the Chief Building Official. Thermal protection measures and Laneway house design guidelines shall be required to be met prior to the approval of the conversion. ******THIS PERMIT HAS BEEN ISSUED UNDER THE REQUIREMENTS OF VBBL 2019 ****** Amend: Mar 1, 2023 Description to be added to permit: "data wiring + Low Voltage for LED ribbon lighting and puck lighting" -No change to job value | Wespac Electrical Contractor Ltd
NULL | NULL | 915 W HASTINGS STREET, Vancouver, BC V6C 1C6 | Electrical Permit | Commercial | NULL | Draft | Movie Set / Filming - To allow for Movie Set/Filming Applicant shall provide completed Contractor Declaration form, and dates of filming and associated location(s) to csinspection.clerks@vancouver.ca prior to the commencement of filming. Visit vancouver.ca/inspections for more details. | NULL
NULL | NULL | 915 W HASTINGS STREET, Vancouver, BC V6C 1C6 | Electrical Permit | Commercial | NULL | Draft | Movie Set / Filming - To allow for Movie Set/Filming Applicant shall provide completed Contractor Declaration form, and dates of filming and associated location(s) to csinspection.clerks@vancouver.ca prior to the commencement of filming. Visit vancouver.ca/inspections for more details. | NULL
EP-2022-06380 | 2022-07-28 | 915 W HASTINGS STREET, Vancouver, BC V6C 1C6 | Electrical Permit | Commercial | NULL | Expired | Movie Set / Filming - To allow for Movie Set/Filming Applicant shall provide completed Contractor Declaration form, and dates of filming and associated location(s) to csinspection.clerks@vancouver.ca prior to the commencement of filming. Visit vancouver.ca/inspections for more details. | Nikki & Nora Films Inc
EP-2024-00600 | 2024-01-31 | 915 W HASTINGS STREET, Vancouver, BC V6C 1C6 | Electrical Permit | Commercial | Renovation | Issued | Installation / Repair - Commercial - Relocation of receptacles, re/re of lighting fixtures installing LED strip lights in mill work. Lighting less then 10% of building no ashrae required | FOS Electric Systems Ltd
SP-2022-01241 | 2022-08-04 | 999 W HASTINGS STREET, Vancouver, BC V6C 2W2 | Sprinkler Permit | Commercial | Tenant Improvement | Completed | Commercial - ADD 1 NEW SPRINKLER HEAD >Interior alterations to provide improvements to this existing office tenant at office unit #1300 on the 13th floor of this commercial building on this site. E2 upgrade - Lighting - Upgrade to restricted to manual ON (Per9.4.1.1.(b) of ASHRAE 90.1-2016) OK to process as DTI as per W. Wong May 6, 2022 *****This application does not include any of the following: 1. Not more than 20 sprinklers (add, relocate, or remove), 2. hydraulic calculations, 3. change in occupancy and /or hazard classification, 4. warehouse storage arrangements, 5. mobile compact storage arrangements, 6. alternative solutions, 7. changes to the sprinkler system supply piping (e.g. valves, mains, cross-mains, branch-lines, etc.), or 8. flexible sprinkler pipe. | Priority Fire Systems Ltd
NULL | NULL | 999 W HASTINGS STREET, Vancouver, BC V6C 2W2 | Electrical Permit | Commercial | Tenant Improvement | Withdrawn | Installation / Repair - Commercial - Install receptacles in board room table. Remove existing lighting in reception area and replace with new LED lighting. | Consolidated Electrical Installations Ltd
EP-2022-06953 | 2022-08-18 | 999 W HASTINGS STREET, Vancouver, BC V6C 2W2 | Electrical Permit | Commercial | Tenant Improvement | Completed | Installation / Repair - Commercial - Reception renovation, receptacles, remove existing lighting and replace with LED No Lighting compliance required under 'Less Than 10%' exemption | Consolidated Electrical Installations Ltd
EP-2022-08999 | 2022-10-24 | 999 W HASTINGS STREET, Vancouver, BC V6C 2W2 | Electrical Permit | Commercial | Renovation | Completed | Installation / Repair - Commercial - UNIT #1300 - Remove 100 fluorescent troffer light fixtures. Replace with 50 new LED troffers. >BP: #1300 Interior alterations to provide improvements to this existing office tenant at office unit #1300 on the 13th floor of this commercial building on this site. | Consolidated Electrical Installations Ltd
EP-2023-03340 | 2023-04-19 | 999 W HASTINGS STREET, Vancouver, BC V6C 2W2 | Electrical Permit | Commercial | NULL | Issued | Annual / Operating - Misc Minor service, ballasts, lamps, exits etc Renewal of EP-2022-03247 Valid: April 17, 2023 - April 16, 2024 | Consolidated Electrical Installations Ltd
PP-2022-01485 | 2022-05-05 | 999 W HASTINGS STREET, Vancouver, BC V6C 2W2 | Plumbing Permit | Commercial | Tenant Improvement | Completed | Commercial - Adding plumbing for a spa | West Pender Mechanical Ltd
SP-2022-00608 | 2022-04-25 | 999 W HASTINGS STREET, Vancouver, BC V6C 2W2 | Sprinkler Permit | Commercial | Tenant Improvement | Completed | Commercial - ADD AND RELOCATE 4 SPRINKLER HEADS Unit #20 - Plaza Floor Interior alteration to change of use from Health Care Office to Beauty and Wellness Centre on the ground of this exiting building. Scope of work includes: adding new plumbing fixture units, countertop, partition walls, and lightings. *****This application does not include any of the following: 1. Not more than 20 sprinklers (add, relocate, or remove), 2. hydraulic calculations, 3. change in occupancy and /or hazard classification, 4. warehouse storage arrangements, 5. mobile compact storage arrangements, 6. alternative solutions, 7. changes to the sprinkler system supply piping (e.g. valves, mains, cross-mains, branch-lines, etc.), or 8. flexible sprinkler pipe. | Priority Fire Systems Ltd
EP-2022-04574 | 2022-06-06 | 999 W HASTINGS STREET, Vancouver, BC V6C 2W2 | Electrical Permit | Commercial | Addition | Completed | Installation / Repair - Commercial - Install 100 amp panel Wiring to 2 new AC Units -This is just a small local AC unit for one office. And a small one to supplement existing in a spa. 2 small units were removed to be replaced. -Units will be in same location. No increased load. New ones are 208 volt, removed ones were 600 volt. Panel will be fed from a disconnected previous service. | Consolidated Electrical Installations Ltd
EP-2022-02743 | 2022-04-05 | 999 W HASTINGS STREET, Vancouver, BC V6C 2W2 | Electrical Permit | Commercial | Renovation | Completed | Installation / Repair - Commercial - Add new outlets, lighting and sub-panel >BP: Unit #20 - Plaza Floor Interior alteration to change of use from Health Care Office to Beauty and Wellness Centre on the ground of this exiting building. Scope of work includes: adding new plumbing fixture units, countertop, partition walls, and lightings. OK for field review per M.Lee Notes: 1. Including the operational letter dated February 14, 2022, submitted by Tung The Pham and Trang Van Thi Hoang of L’atelier Beauty and Spa to provide interior alterations for a new Beauty and Wellness with ancillary Health Enhancement Centre (for Foot Reflexology only, no other HEC services provided) tenant in unit 20 on the P1/Plaza Level in this existing commercial building for the exclusive use of Tung The Pham and Trang Van Thi Hoang of L’atelier Beauty and Spa only. 2. Sprinkler contractor to be Metro City Fire Protection 3. Energy checklist is currently no longer required with your Building Permit (BP) application. Some supporting documents are still required at BP stage, specifically Envelope and HVAC, if applicable. Service Water Heating and Lighting supporting documents, if applicable, must be submitted with your related trades permits (e.g. electrical and plumbing). All energy upgrades will be checked during inspections stage. It is the applicant’s responsibility to identify and note all required upgrades including energy upgrades on their BP drawings at BP stage. | Bo Electric Ltd
EP-2022-03247 | 2022-04-22 | 999 W HASTINGS STREET, Vancouver, BC V6C 2W2 | Electrical Permit | Commercial | NULL | Expired | Annual / Operating - ANNUAL PERMIT Valid: April 17, 2022 - April 16, 2023 Renewal of EP-2021-03258 Misc minor service and repairs, Lamps, Ballasts etc | Consolidated Electrical Installations Ltd
SP-2022-00615 | 2022-04-26 | 1021 W HASTINGS STREET, Vancouver, BC V6E 0C3 | Sprinkler Permit | Commercial | Tenant Improvement | Completed | Commercial - ADD AND RELOCATE 17 SPRINKLER HEADS #500 - 5th Floor Interior alterations to demolish non-load bearing partition walls, for a new office tenant on the 5th floor (#500) in this existing Municipally Designated Heritage 'B' commercial building on this site. Scope of work: remove partition walls, one door, one closet, and one sink to create open office space and new solid modular and glass modular walls, electrical and plumbing work. TENANT: Axiom Builders *****This application does not include any of the following: 1. Not more than 20 sprinklers (add, relocate, or remove), 2. hydraulic calculations, 3. change in occupancy and /or hazard classification, 4. warehouse storage arrangements, 5. mobile compact storage arrangements, 6. alternative solutions, 7. changes to the sprinkler system supply piping (e.g. valves, mains, cross-mains, branch-lines, etc.), or 8. flexible sprinkler pipe. | Priority Fire Systems Ltd
EP-2022-03407 | 2022-05-11 | 1021 W HASTINGS STREET, Vancouver, BC V6E 0C3 | Electrical Permit | Commercial | Renovation | Completed | Installation / Repair - Commercial - Remove lighting and branch circuits as required for demo of unit #500 - -Mott Electric has been contracted to remove existing light fixtures and demo some of the branch circuits. New electrical construction including new light fixtures will be tendered at a later date. >BP: Interior alterations to demolish non-load bearing partition walls, for a new office tenant on the 5th floor (#500) in this existing Municipally Designated Heritage 'B' commercial building on this site. Scope of work: remove partition walls, one door, one closet, and one sink to create open office space and new solid modular and glass modular walls, electrical and plumbing work. TENANT: Axiom Builders OK For Field Review per Kim V - Apr 4/22 E2- Lighting - 9) upgrade to incorporate scheduled shutoff (per 9.4.1.1.(i) of ASHRAE 90.1.-2016) Energy checklist is currently no longer required with your Building Permit (BP) application. Some supporting documents are still required at BP stage, specifically Envelope and HVAC, if applicable. Service Water Heating and Lighting supporting documents, if applicable, must be submitted with your related trades permits (e.g. electrical and plumbing). All energy upgrades will be checked during inspections stage. It is the applicant's responsibility to identify and note all required upgrades including energy upgrades on their BP drawings at BP stage. | Mott Electric General Partnership
EP-2022-06508 | NULL | 1021 W HASTINGS STREET, Vancouver, BC V6E 0C3 | Electrical Permit | Commercial | NULL | Draft | Annual / Operating - AOP renewal. | NULL
EP-2022-00750 | 2022-02-04 | 1021 W HASTINGS STREET, Vancouver, BC V6E 0C3 | Electrical Permit | Commercial | Renovation | Completed | Installation / Repair - Commercial - Installation of two EV dual-port Charge Point stations on P3, the service will remain the same we are just adding the EV charging stations to the existing service. | Mott Electric General Partnership
EP-2023-03017 | 2023-04-06 | 1021 W HASTINGS STREET, Vancouver, BC V6E 0C3 | Electrical Permit | Commercial | Addition | Issued | Installation / Repair - Commercial - New sub panel for Rogers rectifiers. -We are just bringing a bond from the main electrical ground bar over to the Rogers leasehold to bond the rectifier racking. It is typical in this style project. The service will not be affected. | Nathan Price
EP-2023-01570 | 2023-02-24 | 1021 W HASTINGS STREET, Vancouver, BC V6E 0C3 | Electrical Permit | Commercial | Addition | Completed | Installation / Repair - Commercial - Install 2 Card Readers No Maglocks Site Contact - Eric Vuong - 6049709982 >BP: #500 - 5th Floor Interior alterations to provide tenant improvements for a new office tenant on the 5th floor (#500) in this existing Municipally Designated Heritage 'B' commercial building on this site. Scope of work: Construct partition walls to enclosed offices and boardrooms, change drywalls to glass partitions, t-bar ceiling, electrical and sprinkler work. TENANT: Axiom Builders Inc Building Sprinklered – Building inspector to determine on site if a separate sprinkler permit is required. BOMA Best Building - No additional upgrades required Energy checklist is currently no longer required with your Building Permit (BP) application. Some supporting documents are still required at BP stage, specifically Envelope and HVAC, if applicable. Service Water Heating and Lighting supporting documents, if applicable, must be submitted with your related trades permits (e.g. electrical and plumbing). All energy upgrades will be checked during inspections stage. It is the applicant’s responsibility to identify and note all required upgrades including energy upgrades on their BP drawings at BP stage. | PALADIN TECHNOLOGIES INC
EP-2022-09489 | 2022-11-08 | 1021 W HASTINGS STREET, Vancouver, BC V6E 0C3 | Electrical Permit | Commercial | Tenant Improvement | Completed | Installation / Repair - Commercial - Relocate existing lighting to suit new enclosed office layout. Add vacancy sensor switches in each office. Add new receptacles and data cabling in each office. >BP: #300 - 3rd Floor (*Revision #2; to add #200 - 2nd floor) Interior alterations to provide tenant improvements for a new full floor office tenant on the 3rd floor (#300) in this existing Municipally Designated Heritage 'B' commercial building on this site. Scope of work: new modular/glass partition walls to create two new interior offices. Electrical and sprinklers to suit. TENANT: Axiom Builders *REVISION #1 to remove office room 324 and to retain office room 325. June 21, 2022 mlh *REVISION #2; Nov.2/22 mk - Original applicant (Francois Moore) in no longer with the company, change applicant to Alexis Prokopuik. - Add the 2nd floor (#200) to scope of work (OK per DBI) - relocate 2x2 recessed lights and diffusers to suit new office layout on the 2nd and 3rd floors. - relocate sprinklers to suit new layout. - 3rd floor: add 5 new offices, new suspended fixtures in lounge room, new RCP. - 2nd floor: add 6 new offices, upgrade front of breakout room, removal of glazing sliding door and south partition on office 204. - Increase Project Value from $40,000.00 to $540,000.00; Nov 7, 2022 mlh OK For Field Review per K. Vogt - Apr 1, 2022 E2 - Retrofit Path: BOMA BESt (Path 1) - No Additional Upgrades Req'd | Mott Electric General Partnership
SP-2022-01878 | 2022-11-10 | 1021 W HASTINGS STREET, Vancouver, BC V6E 0C3 | Sprinkler Permit | Commercial | Tenant Improvement | Completed | Commercial - Add and relocate sprinkler heads for tenant improvement. >#300 - 3rd Floor (*Revision #2; to add #200 - 2nd floor) Interior alterations to provide tenant improvements for a new full floor office tenant on the 3rd floor (#300) in this existing Municipally Designated Heritage 'B' commercial building on this site. Scope of work: new modular/glass partition walls to create two new interior offices. Electrical and sprinklers to suit. TENANT: Axiom Builders *REVISION #1 to remove office room 324 and to retain office room 325. June 21, 2022 mlh *REVISION #2; Nov.2/22 mk - Original applicant (Francois Moore) in no longer with the company, change applicant to Alexis Prokopuik. - Add the 2nd floor (#200) to scope of work (OK per DBI) - relocate 2x2 recessed lights and diffusers to suit new office layout on the 2nd and 3rd floors. - relocate sprinklers to suit new layout. - 3rd floor: add 5 new offices, new suspended fixtures in lounge room, new RCP. - 2nd floor: add 6 new offices, upgrade front of breakout room, removal of glazing sliding door and south partition on office 204. - Increase Project Value from $40,000.00 to $540,000.00; Nov 7, 2022 mlh OK For Field Review per K. Vogt - Apr 1, 2022 E2 - Retrofit Path: BOMA BESt (Path 1) - No Additional Upgrades Req'd *****This application does not include any of the following: 1. Not more than 20 sprinklers (add, relocate, or remove), 2. hydraulic calculations, 3. change in occupancy and /or hazard classification, 4. warehouse storage arrangements, 5. mobile compact storage arrangements, 6. alternative solutions, 7. changes to the sprinkler system supply piping (e.g. valves, mains, cross-mains, branch-lines, etc.), or 8. flexible sprinkler pipe. | Priority Fire Systems Ltd
SP-2022-01957 | 2022-11-22 | 1021 W HASTINGS STREET, Vancouver, BC V6E 0C3 | Sprinkler Permit | Commercial | Tenant Improvement | Completed | Commercial - UNIT #1500 - 15TH FLOOR - Add and relocate sprinkler heads for tenant improvement. >BP: #1500 - 15th Floor Interior alterations to provide tenant improvement to an existing office tenant on the 15th floor (#1500) of this existing Municipally Designated, Heritage 'B' building on site. Scope of work: Demolish existing partition walls, remove floor finish, fixtures. Construct new walls for one private office, electrical and sprinkler work. *****This application does not include any of the following: 1. Not more than 20 sprinklers (add, relocate, or remove), 2. hydraulic calculations, 3. change in occupancy and /or hazard classification, 4. warehouse storage arrangements, 5. mobile compact storage arrangements, 6. alternative solutions, 7. changes to the sprinkler system supply piping (e.g. valves, mains, cross-mains, branch-lines, etc.), or 8. flexible sprinkler pipe. | Priority Fire Systems Ltd
EP-2022-09932 | 2022-11-23 | 1021 W HASTINGS STREET, Vancouver, BC V6E 0C3 | Electrical Permit | Commercial | Tenant Improvement | Completed | Installation / Repair - Commercial - receptacles, data, lighting and switching for new office #1500 - 15th Floor Interior alterations to provide tenant improvement to an existing office tenant on the 15th floor (#1500) of this existing Municipally Designated, Heritage 'B' building on site. Scope of work: Demolish existing partition walls, remove floor finish, fixtures. Construct new walls for one private office, electrical and sprinkler work. TENANT: Edgar Developments | INT Electrical Ltd
PP-2022-03437 | 2022-09-28 | 1021 W HASTINGS STREET, Vancouver, BC V6E 0C3 | Plumbing Permit | Commercial | Addition | Completed | Commercial - UNIT# 1280 Install DCVA for a coffee machine | KERN BSG MANAGEMENT LTD
EP-2022-06084 | 2022-07-27 | 1021 W HASTINGS STREET, Vancouver, BC V6E 0C3 | Electrical Permit | Commercial | Tenant Improvement | Completed | Installation / Repair - Commercial - Relocate sub-panel, new receptacles, lighting, lighting control and rough-in only for data/comm cabling. BP: #500 - 5th Floor Interior alterations to provide tenant improvements for a new office tenant on the 5th floor (#500) in this existing Municipally Designated Heritage 'B' commercial building on this site. Scope of work: Construct partition walls to enclosed offices and boardrooms, change drywalls to glass partitions, t-bar ceiling, electrical and sprinkler work. AMEND: SEPT 7/2022 We have added data cabling to our scope. The value of the project has increased by $7,250.00 | Mott Electric General Partnership
EP-2022-05186 | 2022-06-24 | 1021 W HASTINGS STREET, Vancouver, BC V6E 0C3 | Electrical Permit | Commercial | Tenant Improvement | Completed | Installation / Repair - Commercial - Install new floor boxes for outlets around the perimeter of the main elevator lobby. Install spot lights in planters for planter accent lighting. Install 24 hour timer for turning planter lights on and off. -They are just putting some new planter boxes around the main lobby that they want us to put a 6-watt mono-point light in each one. This is going in the existing lobby. There is a total of about 140W of light being added to the existing space. The lights are controlled from a timer that is already established in the buildng for the lobby lights. | Mott Electric General Partnership
PP-2022-02521 | 2022-08-18 | 1021 W HASTINGS STREET, Vancouver, BC V6E 0C3 | Plumbing Permit | Commercial | Renovation | Completed | Commercial - Plumbing Fixtures Upgrade >BP: #500 - 5th Floor Interior alterations to provide tenant improvements for a new office tenant on the 5th floor (#500) in this existing Municipally Designated Heritage 'B' commercial building on this site. Scope of work: Construct partition walls to enclosed offices and boardrooms, change drywalls to glass partitions, t-bar ceiling, electrical and sprinkler work. TENANT: Axiom Builders Inc Building Sprinklered – Building inspector to determine on site if a separate sprinkler permit is required. BOMA Best Building - No additional upgrades required | KERN BSG MANAGEMENT LTD
EP-2022-06506 | 2022-10-18 | 1021 W HASTINGS STREET, Vancouver, BC V6E 0C3 | Electrical Permit | Commercial | NULL | Expired | Annual / Operating - Annual Electrical Operating permit. MNP Tower Note: See term. | Ainsworth Inc
EP-2024-00122 | 2024-01-05 | 1021 W HASTINGS STREET, Vancouver, BC V6E 0C3 | Electrical Permit | Commercial | Tenant Improvement | Issued | Installation / Repair - Commercial - Demo power and data. Install new power and data in areas where desks are being relocated. Install surface mount raceway on the core wall. | Mott Electric General Partnership
SP-2024-00035 | 2024-01-11 | 1021 W HASTINGS STREET, Vancouver, BC V6E 0C3 | Sprinkler Permit | Commercial | Tenant Improvement | Issued | Commercial - Add and relocate sprinkler heads for tenant improvement. >BP: #400 - 4th Floor Interior alterations to provide tenant improvements to this existing office tenant on the 4th floor (#400) in this existing Municipally Designated Heritage 'B' commercial building on this site. Scope of work: Select demo partitions to build 3 private offices and create more open work space, Construct new partition for new boardroom, minor sprinkler, lighting and HVAC adjustments to suit new layout. Note: There is an interconnecting stairs to the 3rd floor (not in scope). TENANT: Axiom Builders Inc >>****This application does not include any of the following: 1. Not more than 20 sprinklers (add, relocate, or remove), 2. hydraulic calculations, 3. change in occupancy and /or hazard classification, 4. warehouse storage arrangements, 5. mobile compact storage arrangements, 6. alternative solutions, 7. changes to the sprinkler system supply piping (e.g. valves, mains, cross-mains, branch-lines, etc.), or 8. flexible sprinkler pipe. | Priority Fire Systems Ltd
SP-2024-00034 | 2024-01-11 | 1021 W HASTINGS STREET, Vancouver, BC V6E 0C3 | Sprinkler Permit | Commercial | Tenant Improvement | Issued | Commercial - Add and relocate sprinkler heads for elevator lobby renovation. >BP: 4th Floor - Elevator Lobby Interior alterations only to provide improvements to the common elevator lobby on the 4th floor in this existing Municipally Designated Heritage 'B' commercial building on this site. Scope of work: Remove existing wall panels, recessed wall lights, floor finish, ceiling panel. Construct new partition from floor to ceiling, grind and stain existing floor and electrical upgrades to suit. TENANT: Axiom Builders Inc. >>****This application does not include any of the following: 1. Not more than 20 sprinklers (add, relocate, or remove), 2. hydraulic calculations, 3. change in occupancy and /or hazard classification, 4. warehouse storage arrangements, 5. mobile compact storage arrangements, 6. alternative solutions, 7. changes to the sprinkler system supply piping (e.g. valves, mains, cross-mains, branch-lines, etc.), or 8. flexible sprinkler pipe. | Priority Fire Systems Ltd
EP-2024-00371 | 2024-01-18 | 1021 W HASTINGS STREET, Vancouver, BC V6E 0C3 | Electrical Permit | Commercial | Tenant Improvement | Issued | Installation / Repair - Commercial - Demo lighting and receptacles. New lights, control, receptacles and data cabling | Mott Electric General Partnership
EP-2024-00373 | 2024-01-18 | 1021 W HASTINGS STREET, Vancouver, BC V6E 0C3 | Electrical Permit | Commercial | Tenant Improvement | Issued | Installation / Repair - Commercial - Demo existing lights, install new lighting to be tied into existing control (no new control required) | Mott Electric General Partnership
EP-2024-00424 | 2024-01-19 | 1021 W HASTINGS STREET, Vancouver, BC V6E 0C3 | Electrical Permit | Commercial | Renovation | Issued | Installation / Repair - Commercial - To wire one (1) new tamper 3 feet away from existing one in fire pump room. | Fina Electrical Systems Ltd
EP-2023-08203 | 2023-09-11 | 1021 W HASTINGS STREET, Vancouver, BC V6E 0C3 | Electrical Permit | Commercial | Tenant Improvement | Completed | Installation / Repair - Commercial - Cut in new receptacles for a large TV and install new power and data cables. >BP: Interior alterations to provide improvements for an existing full floor office tenant on the 2nd floor (#200) of this existing commercial building. Scope of work: alter lounge area by removing glass doors and sidelites, & frosted glass partition. New millwork, fur out lunch room wall. Electrical to suit. District Building Inspector to determine if a Special Sprinkler Inspection is required. Energy checklist is currently no longer required with your Building Permit (BP) application. Some supporting documents are still required at BP stage, specifically Envelope and HVAC, if applicable. Service Water Heating and Lighting supporting documents, if applicable, must be submitted with your related trades permits (e.g. electrical and plumbing). | Mott Electric General Partnership
SP-2023-01717 | 2023-09-19 | 1055 W HASTINGS STREET, Vancouver, BC V6E 2E9 | Sprinkler Permit | Commercial | Tenant Improvement | Completed | Commercial - Relocate one sprinkler head for tenant improvement. >BP: #920 - 9th floor Interior alterations to provide tenant improvement for a new office tenant on the 9th floor (#920) in this existing Vancouver Heritage B commercial building on this site. Scope of work: construct select partition walls to create new offices and meeting room, finishes and electrical work. Revision #1 - remove one office from scope. Sept.14/23mk *****This application does not include any of the following: 1. Not more than 20 sprinklers (add, relocate, or remove), 2. hydraulic calculations, 3. change in occupancy and /or hazard classification, 4. warehouse storage arrangements, 5. mobile compact storage arrangements, 6. alternative solutions, 7. changes to the sprinkler system supply piping (e.g. valves, mains, cross-mains, branch-lines, etc.), or 8. flexible sprinkler pipe. | Priority Fire Systems Ltd
EP-2023-07374 | 2023-08-14 | 1055 W HASTINGS STREET, Vancouver, BC V6E 2E9 | Electrical Permit | Commercial | Renovation | Completed | Installation / Repair - Commercial - Install (67) CAT6 FT6 Data Cables from IT Room to outlet locations as per customer site requirements. Install a12U 19" Wall Mount Network Cabinet. >BP: Interior alterations to the 9th floor to combine units #950 and #970 into one unit (to be #950) and provide improvements for a new office tenant in this existing Municipally designated Heritage-B commercial building on this site. Scope of work: remove demising walls and all partition walls, install new partition walls, doors, new sink, millwork, finishes, ceiling grid & tiles in enclosed rooms. Open ceiling in open rooms, new light fixtures, power & data. TENANT: Purves Redmond Limited Letters of Assurance submitted by: Schedule A, Ronald Braun, M.Sc., P.Eng., ph: 604-609-0500 Mechanical and Plumbing Schedule B, Ronald Braun, M.Sc., ph: 604-609-0500 Electrical Schedule B, Cameron Ballard, P.Eng., ph: 604-347-9722 Energy checklist is currently no longer required with your Building Permit (BP) application. Some supporting documents are still required at BP stage, specifically Envelope and HVAC, if applicable. Service Water Heating and Lighting supporting documents, if applicable, must be submitted with your related trades permits (e.g. electrical and plumbing). | CaTech Systems Ltd
EP-2023-07756 | 2023-08-28 | 1055 W HASTINGS STREET, Vancouver, BC V6E 2E9 | Electrical Permit | Commercial | Tenant Improvement | Completed | Installation / Repair - Commercial - Demolition of 1 fixture, electrical devices and data for open area being converted into two offices. Supply and install 2 new fixtures, new vacancy sensors, power and data for two new offices. >BP: #920 - 9th floor Interior alterations to provide tenant improvement for a new office tenant on the 9th floor (#920) in this existing Vancouver Heritage B commercial building on this site. Scope of work: construct select partition walls to create new offices and meeting room, finishes and electrical work. TENANT: Corpay | Mott Electric General Partnership
EP-2023-09382 | 2023-10-18 | 1055 W HASTINGS STREET, Vancouver, BC V6E 2E9 | Electrical Permit | Commercial | Renovation | Completed | Installation / Repair - Commercial - Low voltage leak detection installation. >BP: #950 - 9th floor (#950 & #970 Combining) Interior alterations to the 9th floor to combine units #950 and #970 into one unit (to be #950) and provide improvements for a new office tenant in this existing Municipally designated Heritage-B commercial building on this site. Scope of work: remove demising walls and all partition walls, install new partition walls, doors, new sink, millwork, finishes, ceiling grid & tiles in enclosed rooms. Open ceiling in open rooms, new light fixtures, power & data. TENANT: Purves Redmond Limited Letters of Assurance submitted by: Schedule A, Ronald Braun, M.Sc., P.Eng., ph: 604-609-0500 Mechanical and Plumbing Schedule B, Ronald Braun, M.Sc., ph: 604-609-0500 Electrical Schedule B, Cameron Ballard, P.Eng., ph: 604-347-9722 Energy checklist is currently no longer required with your Building Permit (BP) application. Some supporting documents are still required at BP stage, specifically Envelope and HVAC, if applicable. Service Water Heating and Lighting supporting documents, if applicable, must be submitted with your related trades permits (e.g. electrical and plumbing). | Control Solutions Ltd
SP-2023-02185 | NULL | 1055 W HASTINGS STREET, Vancouver, BC V6E 2E9 | Sprinkler Permit | Commercial | Tenant Improvement | In Review | Commercial - Add and relocate sprinkler heads for tenant improvement. >BP: #1910, #1920, #1930, #1940 - 19th floor (demised from #1900) Interior alterations to provide improvements to demise this full floor vacant office space into four units (to be #1910, #1920, #1930, #1940) in this existing commercial building. Scope of work: to demolish/remove all partitions and return to shell and construct demising walls and corridors for to create 4 units only. Cosmetic upgrades to existing washrooms and lobby. | Priority Fire Systems Ltd
EP-2022-05805 | 2022-07-13 | 1055 W HASTINGS STREET, Vancouver, BC V6E 2E9 | Electrical Permit | Commercial | Renovation | Completed | Installation / Repair - Commercial - Relocate branch circuits and accommodate new furniture layout. Relocate cat5 network cables and accommodate new furniture layout. All lighting fixtures existing and remain existing. | Patturn Electrical Solutions Ltd
EP-2022-05101 | 2022-06-16 | 1055 W HASTINGS STREET, Vancouver, BC V6E 2E9 | Electrical Permit | Commercial | Tenant Improvement | Completed | Installation / Repair - Commercial - Install customer supplied data rack and electronics. Route data to office locations as required. Terminate and test in new equipment as required. | Houle Electric Limited
PP-2022-04236 | 2022-11-24 | 1055 W HASTINGS STREET, Vancouver, BC V6E 2E9 | Plumbing Permit | Commercial | Renovation | Completed | Commercial - 15th Floor Kitchens Install backflow assemblies (DCVAs) on 2 connections for an office water filter/coffee machine. | Vancouver Backflow Testing Ltd
SP-2022-01999 | 2022-11-30 | 1055 W HASTINGS STREET, Vancouver, BC V6E 2E9 | Sprinkler Permit | Commercial | Tenant Improvement | Completed | Commercial - Cap off 3 sprinkler heads for tenant improvement. 8th floor Interior alterations to provide tenant improvements to the 8th floor for this existing multi-floor office tenant in this existing commercial building on this site. Scope of work: demo/construct northeast and northwest corners of the 8th floor to alter layout. Electrical, Sprinklers work to suit, HVAC if req'd. TENANT: Ledcor Construction (**Part of the 6th, entire 7th and 8th floor occupied by single tenant. NOTE: Ledcor reception on 5th floor #500) *****This application does not include any of the following: 1. Not more than 20 sprinklers (add, relocate, or remove), 2. hydraulic calculations, 3. change in occupancy and /or hazard classification, 4. warehouse storage arrangements, 5. mobile compact storage arrangements, 6. alternative solutions, 7. changes to the sprinkler system supply piping (e.g. valves, mains, cross-mains, branch-lines, etc.), or 8. flexible sprinkler pipe. | Priority Fire Systems Ltd
EP-2022-10631 | 2022-12-16 | 1055 W HASTINGS STREET, Vancouver, BC V6E 2E9 | Electrical Permit | Commercial | Renovation | Completed | Installation / Repair - Commercial - Electrical work in Aiden's Cafe -run 2 new 15A ccts from electrical to west cafe wall -rework some existing in cabinets where required -power for signage. We are only suppling a circuit/receptacle for a future sign to plug into >BP: #120 Interior alterations to provide improvements for this existing Retail (limited food service) tenant at #120 on the ground floor of this commercial building on this site. Scope of work: New millwork, food display menu, finishes and plumbing Tenant: Aidan's Cafe E2 Lighting, Upgrade to incorporate Automatic Partial OFF (per 9.4.1.1(g) of ASHRAE 90. 1-2016) Separate sprinkler permit may be required, to be determined by the District Building Inspector. OK for Field Review per W.Wong, January 28, 2022 Schedule B Plumbing - Alex P. L. Lee - 604-324-8763 info@leesonengineering.com Note: Storefront glazing is to remain clear and unobstructed. No translucent or opaque film, artwork, shelving, display case, curtains or similar elements are to be installed on or directly outside or inside of the approved glazing. Separate permit is required for all signage. | Ainsworth Inc
PP-2023-00102 | 2023-01-12 | 1055 W HASTINGS STREET, Vancouver, BC V6E 2E9 | Plumbing Permit | Commercial | Tenant Improvement | Completed | Commercial - Coffee shop tenant improvement. Install one new expresso machine, one new glass rinser, one new ice machine and tap water. >BP: #120 Interior alterations to provide improvements for this existing Retail (limited food service) tenant at #120 on the ground floor of this commercial building on this site. Scope of work: New millwork, food display menu, finishes and plumbing Tenant: Aidan's Cafe | Via Plumbing Heating and Drainage Ltd
PP-2022-03806 | 2022-10-24 | 1055 W HASTINGS STREET, Vancouver, BC V6E 2E9 | Plumbing Permit | Commercial | Tenant Improvement | Completed | Commercial - Install backflow prevention devices on connections to office water filters and a coffee machine. Amend: Nov 3, 2022 reduce the number of backflow assemblies to be installed from 3 down to 1. Two of the proposed devices were intended for connections to water filters but, upon visiting the site, we found that both water filter connections were already protected with backflow assemblies. Also, we checked the serial numbers of those assemblies against BSI records and thereby confirmed that both devices are already registered with the City. | Vancouver Backflow Testing Ltd
EP-2023-01694 | 2023-03-01 | 1055 W HASTINGS STREET, Vancouver, BC V6E 2E9 | Electrical Permit | Commercial | NULL | Issued | Annual / Operating - electrical operating permit renewal Renewal of EP-2022-03037 Valid: March 13/2023 to March 12/2024 | Ainsworth Inc
SP-2023-00270 | 2023-04-21 | 1055 W HASTINGS STREET, Vancouver, BC V6E 2E9 | Sprinkler Permit | Commercial | Tenant Improvement | Completed | Commercial - For sprinkler system alterations to the 2019 VBBL and NFPA 13, 2013 for the tenant improvements to provide interior alterations to the 12th floor to provide demising walls to divide this full floor tenant into four units in this existing commercial building on this site. Engineer of Record: Dan Wong 778-847-0572 denveng7@gmail.com | Priority Fire Systems Ltd
EP-2023-00840 | 2023-02-01 | 1055 W HASTINGS STREET, Vancouver, BC V6E 2E9 | Electrical Permit | Commercial | Tenant Improvement | Completed | Installation / Repair - Commercial - Relocate lighting >BP: #2225 - 22nd floor Interior alterations to provide tenant improvements for this existing office unit #2225 on 22nd floor in this existing mixed use building. Scope of work: construct partition walls, new millwork, carpet and base patching, paint touch ups, lighting, electrical and sprinkler work. Building Sprinklered – Separate sprinkler permit required for proposed sprinkler work. OK For Field Review as Per Nehzat J. - November 9, 2022. Energy Upgrade Exemption: BOMA BEST | Mott Electric General Partnership
SP-2023-00154 | 2023-01-27 | 1055 W HASTINGS STREET, Vancouver, BC V6E 2E9 | Sprinkler Permit | Commercial | Tenant Improvement | Completed | Commercial - Add and relocate sprinkler heads for tenant improvement. >BP: #2225 - 22nd floor Interior alterations to provide tenant improvements for this existing office unit #2225 on 22nd floor in this existing mixed use building. Scope of work: construct partition walls, new millwork, carpet and base patching, paint touch ups, lighting, electrical and sprinkler work. Building Sprinklered – Separate sprinkler permit required for proposed sprinkler work. >*****This application does not include any of the following: 1. Not more than 20 sprinklers (add, relocate, or remove), 2. hydraulic calculations, 3. change in occupancy and /or hazard classification, 4. warehouse storage arrangements, 5. mobile compact storage arrangements, 6. alternative solutions, 7. changes to the sprinkler system supply piping (e.g. valves, mains, cross-mains, branch-lines, etc.), or 8. flexible sprinkler pipe. | Priority Fire Systems Ltd
EP-2023-03590 | 2023-04-28 | 1055 W HASTINGS STREET, Vancouver, BC V6E 2E9 | Electrical Permit | Commercial | Tenant Improvement | Completed | Installation / Repair - Commercial - Improvements to the common washroom and lobby on the 12th floor. Remove existing lighting fixtures in the lobby space and in the common washrooms and install new owner-supplied lighting fixtures and lighting controls on a new layout. Supply and install new exit signs, new fire alarm speakers and provide FA verification. Provide power connection to washroom faucets and hand dryers, and install receptacles as per plans. >BP: 12th Floor - Common Washrooms and Lobby Interior alterations to provide improvements to the common washroom and lobby on the 12th floor of this commercial building on this site. Scope of work: cosmetic renovations to common washrooms and lobby, electrical, mechanical and sprinkler work. NOTE: layout of lobby related to BP-2023-00578 (#1200 demised into 4 units) | Ainsworth Inc
EP-2023-03588 | 2023-04-27 | 1055 W HASTINGS STREET, Vancouver, BC V6E 2E9 | Electrical Permit | Commercial | Tenant Improvement | Completed | Installation / Repair - Commercial - Demise #1200 space into four units of office space including replacement of existing branch panel, new lighting and lighting controls, addition to the fire alarm system and addition of power receptacles. >BP: #1210, #1220, #1230 & #1240 - 12th floor (demised from #1200) Interior alterations to provide tenant improvements to the 12th floor to provide demising walls to divide this full floor tenant into four units (to be #1210, #1220, #1230 & #1240) in this existing commercial building on this site. Scope of work: remove all interior partition walls/doors, construct new demising walls to demise #1200 into four units, new partition walls, doors, new staff kitchen, millwork, finishes, electrical, plumbing, mechanical and sprinkler work. Letters of Assurance submitted by: Schedule A and Architectural Schedule B, Miren Amaya Del Castillo, Architect ph: 604-562-4617 Mechanical and Plumbing Schedule B, Ron Braun, M.Sc., P.Eng., ph: 604-609-0500 Electrical Schedule B, Cameron Ballard, P.Eng., ph: 604-347-9722 OK for Field Review per H. Chow; Feb 13, 2023 mlh Energy checklist is currently no longer required with your Building Permit (BP) application. Some supporting documents are still required at BP stage, specifically Envelope and HVAC, if applicable. Service Water Heating and Lighting supporting documents, if applicable, must be submitted with your related trades permits (e.g. electrical and plumbing). | Ainsworth Inc
EP-2023-02590 | 2023-03-27 | 1055 W HASTINGS STREET, Vancouver, BC V6E 2E9 | Electrical Permit | Commercial | Tenant Improvement | Completed | Installation / Repair - Commercial - Demo, Lighting, data, rough-in of electrical, finishing work. >BP: #1010 - 10th Floor Interior alterations to provide tenant improvement for a new office tenant on the 10th Floor (#1010) of this existing Vancouver Heritage B commercial building on this site. Scope of work: Remove flooring, doors, frames, glazing and finishes. Demolish partition wall to have open work stations. Construct new partition for new private offices, new glazing, re-work HVAC distribution, electrical and sprinkler work. TENANT: Stifel Nicolaus Canada Inc | Action Electric Ltd
SP-2023-00582 | 2023-04-04 | 1055 W HASTINGS STREET, Vancouver, BC V6E 2E9 | Sprinkler Permit | Commercial | Tenant Improvement | Completed | Commercial - 12TH FLOOR - Add and relocation sprinkler heads for Lobby and Washrooms renovation. >BP: 12th Floor - Common Washrooms and Lobby Interior alterations to provide improvements to the common washroom and lobby on the 12th floor of this commercial building on this site. Scope of work: cosmetic renovations to common washrooms and lobby, electrical, mechanical and sprinkler work. *****This application does not include any of the following: 1. Not more than 20 sprinklers (add, relocate, or remove), 2. hydraulic calculations, 3. change in occupancy and /or hazard classification, 4. warehouse storage arrangements, 5. mobile compact storage arrangements, 6. alternative solutions, 7. changes to the sprinkler system supply piping (e.g. valves, mains, cross-mains, branch-lines, etc.), or 8. flexible sprinkler pipe. | Priority Fire Systems Ltd
PP-2023-01191 | 2023-04-05 | 1055 W HASTINGS STREET, Vancouver, BC V6E 2E9 | Plumbing Permit | Commercial | Tenant Improvement | Completed | Commercial - Fixtures >BP: Interior alterations to provide improvements to the common washroom and lobby on the 12th floor of this commercial building on this site. Scope of work: cosmetic renovations to common washrooms and lobby, electrical, mechanical and sprinkler work. | DAVIDSON BROS MECHANICAL CONTRACTORS
PP-2023-01192 | 2023-04-05 | 1055 W HASTINGS STREET, Vancouver, BC V6E 2E9 | Plumbing Permit | Commercial | Tenant Improvement | Completed | Commercial - Fixtures >BP: #1210, #1220, #1230 & #1240 - 12th floor (demised from #1200) Interior alterations to provide tenant improvements to the 12th floor to provide demising walls to divide this full floor tenant into four units (to be #1210, #1220, #1230 & #1240) in this existing commercial building on this site. Scope of work: remove all interior partition walls/doors, construct new demising walls to demise #1200 into four units, new partition walls, doors, new staff kitchen, millwork, finishes, electrical, plumbing, mechanical and sprinkler work. | DAVIDSON BROS MECHANICAL CONTRACTORS
EP-2023-04142 | 2023-05-11 | 1055 W HASTINGS STREET, Vancouver, BC V6E 2E9 | Electrical Permit | Commercial | Renovation | Completed | Installation / Repair - Commercial - Low Voltage HVAC wiring. >BP: #1210, #1220, #1230 & #1240 - 12th floor (demised from #1200) Interior alterations to provide tenant improvements to the 12th floor to provide demising walls to divide this full floor tenant into four units (to be #1210, #1220, #1230 & #1240) in this existing commercial building on this site. Scope of work: remove all interior partition walls/doors, construct new demising walls to demise #1200 into four units, new partition walls, doors, new staff kitchen, millwork, finishes, electrical, plumbing, mechanical and sprinkler work. Letters of Assurance submitted by: Schedule A and Architectural Schedule B, Miren Amaya Del Castillo, Architect ph: 604-562-4617 Mechanical and Plumbing Schedule B, Ron Braun, M.Sc., P.Eng., ph: 604-609-0500 Electrical Schedule B, Cameron Ballard, P.Eng., ph: 604-347-9722 OK for Field Review per H. Chow; Feb 13, 2023 mlh Energy checklist is currently no longer required with your Building Permit (BP) application. Some supporting documents are still required at BP stage, specifically Envelope and HVAC, if applicable. Service Water Heating and Lighting supporting documents, if applicable, must be submitted with your related trades permits (e.g. electrical and plumbing). | Control Solutions Ltd
PP-2023-02645 | 2023-07-25 | 1055 W HASTINGS STREET, Vancouver, BC V6E 2E9 | Plumbing Permit | Commercial | Tenant Improvement | Completed | Commercial - New office c/w new kitchen sink location >BP: #950 - 9th floor (#950 & #970 Combining) Interior alterations to the 9th floor to combine units #950 and #970 into one unit (to be #950) and provide improvements for a new office tenant in this existing Municipally designated Heritage-B commercial building on this site. Scope of work: remove demising walls and all partition walls, install new partition walls, doors, new sink, millwork, finishes, ceiling grid & tiles in enclosed rooms. Open ceiling in open rooms, new light fixtures, power & data. | PACIFIC FLO MECHANICAL
EP-2023-06168 | 2023-07-10 | 1055 W HASTINGS STREET, Vancouver, BC V6E 2E9 | Electrical Permit | Commercial | Addition | Completed | Installation / Repair - Commercial - Provide 2 new card reader doors. All cabling to be FT6 rated. Site Contact: Rajinder Gill -6043299754 No Mag Locks | Paladin Technologies Inc
PP-2023-02457 | 2023-07-13 | 1055 W HASTINGS STREET, Vancouver, BC V6E 2E9 | Plumbing Permit | Commercial | Tenant Improvement | Completed | Commercial - Supply and install new under counter chiller - inside backflow preventor **Any structural work may require a building permit Amend: July 18, 2023 address should be 1055 West Hastings, instead of 1055 West Georgia | KERN BSG MANAGEMENT LTD
EP-2023-06276 | 2023-07-12 | 1055 W HASTINGS STREET, Vancouver, BC V6E 2E9 | Electrical Permit | Commercial | Tenant Improvement | Completed | Installation / Repair - Commercial - Tenant Improvement: Demolition of existing, new branch wiring, new lighting, lighting controls, data conduit paths (no wiring), new 100 amp 3 phase 4 wire sub panel >Permit Amendment Oct 25, 2023 -"Fire Alarm Appendix C uploaded again. Previously uploaded document didn't have BP number included" *Document(s) uploaded to "Application Documents" tab for Electrical Inspector review. Documents are at pending status at time of permit amendment approval >Permit Amendment Oct 24, 2023 -"Seismic Schedule and fire alarm documents added" *Document(s) uploaded to "Application Documents" tab for Electrical Inspector review. Documents are at pending status at time of permit amendment approval >Permit Amendment Oct 23, 2023 -"Attachment L uploaded. Commissioning reports are still to follow. Delay with Commissioning company" *Document(s) uploaded to "Application Documents" tab for Electrical Inspector review. Documents are at pending status at time of permit amendment approval >BP: #950 - 9th floor (#950 & #970 Combining) Interior alterations to the 9th floor to combine units #950 and #970 into one unit (to be #950) and provide improvements for a new office tenant in this existing Municipally designated Heritage-B commercial building on this site. Scope of work: remove demising walls and all partition walls, install new partition walls, doors, new sink, millwork, finishes, ceiling grid & tiles in enclosed rooms. Open ceiling in open rooms, new light fixtures, power & data. TENANT: Purves Redmond Limited Letters of Assurance submitted by: Schedule A, Ronald Braun, M.Sc., P.Eng., ph: 604-609-0500 Mechanical and Plumbing Schedule B, Ronald Braun, M.Sc., ph: 604-609-0500 Electrical Schedule B, Cameron Ballard, P.Eng., ph: 604-347-9722 | Mott Electric General Partnership
SP-2023-01106 | 2023-07-13 | 1055 W HASTINGS STREET, Vancouver, BC V6E 2E9 | Sprinkler Permit | Commercial | Tenant Improvement | Completed | Commercial - For sprinkler system alterations to the 2019 VBBL and NFPA 13, 2013 for the tenant improvements to provide interior alterations to the 9th floor to combine units #950 and #970 into one unit (to be #950) and provide improvements for a new office tenant in this existing Municipally designated Heritage-B commercial building on this site. Engineer of Record: Dan Wong 778-847-0572 denveng7@gmail.com | Priority Fire Systems Ltd
EP-2023-05599 | 2023-06-23 | 1055 W HASTINGS STREET, Vancouver, BC V6E 2E9 | Electrical Permit | Commercial | New | Completed | Installation / Repair - Commercial - Provide CR, Rex, DC and Strike for 1 Glass door. All cabling will be FT6 rated. NO MAG LOCKS Site contact: Rajinder Gill #6043299754 | Paladin Technologies Inc
SP-2021-01781 | 2022-01-07 | 1055 W HASTINGS STREET, Vancouver, BC V6E 2E9 | Sprinkler Permit | Commercial | New | Completed | Commercial - For sprinkler system alterations for tenant improvement and copper pipe replacement (Replace existing copper pipe with new steel pipe) to the 2019 VBBL and NFPA 13, 2013 for the tenant improvements to provide interior alterations to demise the existing office unit #1130 into two units to be #1130 and #1170 and to provide improvements to #1130 only in this existing commercial building on this site. This application does not include any of the following: • Warehouse storage arrangements, or mobile compact storage arrangements. • Flexible sprinkler pipe. • New alternative solutions and/or modifications to existing alternative solutions. • Change in occupancy and/or hazard classification. Notes: 1. Reviewed during COVID-19 pandemic. 2. Sprinkler engineer of record Mr. Dan Wong, P.Eng. of DENV Engineering. T: 778-847-0572. E: denveng7@gmail.com 3. One set of approved drawings and permit to be available for viewing at the jobsite. | Priority Fire Systems Ltd
PP-2022-00436 | 2022-02-09 | 1055 W HASTINGS STREET, Vancouver, BC V6E 2E9 | Plumbing Permit | Commercial | Tenant Improvement | Completed | Commercial - Installation of double check valve backflow assembly on connection to water filter. | Vancouver Backflow Testing Ltd
PP-2022-00669 | 2022-02-28 | 1055 W HASTINGS STREET, Vancouver, BC V6E 2E9 | Plumbing Permit | Commercial | Tenant Improvement | Completed | Commercial - SUITE #1130 - Plumbing/Mechanical Tenant office improvement #1130 - 11th floor (demised into #1130 & #1170) Interior alterations to demise the existing office unit #1130 into two units to be #1130 and #1170 and to provide improvements to #1130 only in this existing commercial building on this site. Scope of work: demo and construction of a demising wall and partition walls for new layout in #1130. Electrical, plumbing, sprinklers to suit. Separate permit(s) required for any improvements to new unit #1170. | MCR Mechanical Ltd
EP-2022-03476 | 2022-05-02 | 1055 W HASTINGS STREET, Vancouver, BC V6E 2E9 | Electrical Permit | Commercial | Renovation | Cancelled | Installation / Repair - Commercial - Addition of receptacles, Data. Relocation of Existing Lighting - We will be moving 3 lights over 1 Ceiling tile space. >BP: Interior alterations to expand the existing office tenant in #1188 into #1170 (retaining #1188) and to provide tenant improvements in this existing commercial building on this site. Scope of work: remove the demising wall, select interior partition walls/doors, construct glazing partition wall, door, millwork, finishes, power & data, electrical, plumbing and sprinkler work. TENANT: UBC Investment Management Trust Inc. Building Sprinklered - Separate sprinkler permit required for proposed sprinkler work. OK for Field Review per K. Vogt - Jan 12/22 E2 - HVAC - Clean and Balance all Air Systems (per 6.7.2.3.2 of ASHRAE 90.1-2016 Energy checklist is currently no longer required with your Building Permit (BP) application. Some supporting documents are still required at BP stage, specifically Envelope and HVAC, if applicable. Service Water Heating and Lighting supporting documents, if applicable, must be submitted with your related trades permits (e.g. electrical and plumbing). All energy upgrades will be checked during inspections stage. It is the applicant's responsibility to identify and note all required upgrades including energy upgrades on their BP drawings at BP stage. | Kato Electrical Inc
EP-2022-03721 | NULL | 1055 W HASTINGS STREET, Vancouver, BC V6E 2E9 | Electrical Permit | Commercial | Addition | Withdrawn | Installation / Repair - Commercial - Installation of 3 floor boxes, raceway for power and data, 13 new data drops, 5 power receptacles and 2 new circuits tie-in to furniture assembly. >BP: Interior alterations to demise the existing office unit #1130 into two units to be #1130 and #1170 and to provide improvements to #1130 only in this existing commercial building on this site. Scope of work: demo and construction of a demising wall and partition walls for new layout in #1130. Electrical, plumbing, sprinklers to suit. Separate permit(s) required for any improvements to new unit #1170. REVISION #1 March 18/22 mk Add 3 additional offices. Lighting, outlets, & data to suit. increase project value from $140,000. to $185,000. OK for field review as per J. Zhang, Dec.07/21 Building Sprinklered - Separate sprinkler permit required for proposed sprinkler work. E2 - Retrofit Path: BOMA BESt (Path 1) - No Additional Upgrades Req'd. Energy checklist is currently no longer required with your Building Permit application. Some supporting documents are still required at BP stage, specifically Envelope and HVAC, if applicable. Service Water Heating and Lighting supporting documents, if applicable, must be submitted with your related trades permits (e.g. electrical and plumbing). All energy upgrades will be checked during inspections stage. It is the applicant's responsibility to identify and note all required upgrades including energy upgrades on their BP drawings at BP stage. | Ainsworth Inc
EP-2022-04954 | 2022-06-13 | 1055 W HASTINGS STREET, Vancouver, BC V6E 2E9 | Electrical Permit | Commercial | Renovation | Completed | Installation / Repair - Commercial - demo, move and re-install existing lighting, new lighting controls, data/communications rough in, new Fire alarm and re-verification -Lighting is remove and re-install existing. There is only one (1) new LED strip light being installed. >BP: Interior alterations to expand the existing office tenant in #1188 into #1170 (retaining #1188) and to provide tenant improvements in this existing commercial building on this site. Scope of work: remove the demising wall, select interior partition walls/doors, construct glazing partition wall, door, millwork, finishes, power & data, electrical, plumbing and sprinkler work. TENANT: UBC Investment Management Trust Inc. Building Sprinklered - Separate sprinkler permit required for proposed sprinkler work. OK for Field Review per K. Vogt - Jan 12/22 E2 - HVAC - Clean and Balance all Air Systems (per 6.7.2.3.2 of ASHRAE 90.1-2016 Energy checklist is currently no longer required with your Building Permit (BP) application. Some supporting documents are still required at BP stage, specifically Envelope and HVAC, if applicable. Service Water Heating and Lighting supporting documents, if applicable, must be submitted with your related trades permits (e.g. electrical and plumbing). All energy upgrades will be checked during inspections stage. It is the applicant's responsibility to identify and note all required upgrades including energy upgrades on their BP drawings at BP stage. ** Amend 09/27/2022** Remove Fire Alarm from Scope of work | Action Electric Ltd
PP-2022-02085 | 2022-06-15 | 1055 W HASTINGS STREET, Vancouver, BC V6E 2E9 | Plumbing Permit | Commercial | Renovation | Completed | Commercial - Install backflow preventer for connection to water filter >BP: #1130 - 11th floor (demised into #1130 & #1170) Interior alterations to demise the existing office unit #1130 into two units to be #1130 and #1170 and to provide improvements to #1130 only in this existing commercial building on this site. Scope of work: demo and construction of a demising wall and partition walls for new layout in #1130. Electrical, plumbing, sprinklers to suit. Separate permit(s) required for any improvements to new unit #1170. REVISION #1 March 18/22 mk Add 3 additional offices. Lighting, outlets, & data to suit. increase project value from $140,000. to $185,000. | Vancouver Backflow Testing Ltd
EP-2022-03037 | 2022-04-14 | 1055 W HASTINGS STREET, Vancouver, BC V6E 2E9 | Electrical Permit | Commercial | NULL | Expired | Annual / Operating - AOP renewal RENEWAL EP-2021-2842 Valid: March 13/2022 to March 12/2023 | Ainsworth Inc
SP-2022-00521 | 2022-04-11 | 1055 W HASTINGS STREET, Vancouver, BC V6E 2E9 | Sprinkler Permit | Commercial | Tenant Improvement | Completed | Commercial - ADD AND RELOCATE 5 SPRINKLER HEADS >BP: #1188 - 11th floor Interior alterations to expand the existing office tenant in #1188 into #1170 (retaining #1188) and to provide tenant improvements in this existing commercial building on this site. Scope of work: remove the demising wall, select interior partition walls/doors, construct glazing partition wall, door, millwork, finishes, power & data, electrical, plumbing and sprinkler work. TENANT: UBC Investment Management Trust Inc. Building Sprinklered - Separate sprinkler permit required for proposed sprinkler work. OK for Field Review per K. Vogt - Jan 12/22 E2 - HVAC - Clean and Balance all Air Systems (per 6.7.2.3.2 of ASHRAE 90.1-2016 Energy checklist is currently no longer required with your Building Permit (BP) application. Some supporting documents are still required at BP stage, specifically Envelope and HVAC, if applicable. Service Water Heating and Lighting supporting documents, if applicable, must be submitted with your related trades permits (e.g. electrical and plumbing). All energy upgrades will be checked during inspections stage. It is the applicant's responsibility to identify and note all required upgrades including energy upgrades on their BP drawings at BP stage. *****This application does not include any of the following: 1. Not more than 20 sprinklers (add, relocate, or remove), 2. hydraulic calculations, 3. change in occupancy and /or hazard classification, 4. warehouse storage arrangements, 5. mobile compact storage arrangements, 6. alternative solutions, 7. changes to the sprinkler system supply piping (e.g. valves, mains, cross-mains, branch-lines, etc.), or 8. flexible sprinkler pipe. | Priority Fire Systems Ltd
EP-2022-03185 | 2022-04-21 | 1066 W HASTINGS STREET, Vancouver, BC V6E 4M1 | Electrical Permit | Commercial | Tenant Improvement | Completed | Installation / Repair - Commercial - Install receptacles and low voltage | Mott Electric General Partnership
SP-2022-00488 | 2022-04-05 | 1066 W HASTINGS STREET, Vancouver, BC V6E 4M1 | Sprinkler Permit | Commercial | Tenant Improvement | Completed | Commercial - ADD AND RELOCATE 10 SPRINKLER HEADS >BP: #1410 -14th floor Interior alterations to provide improvements for a new office tenant on the the 14th floor (#1410) in this commercial building on this site. Scope of work: remove/construct new partition walls, doors, millwork, finishes, power and data, electrical and sprinkler work. TENANT: Dassault Systems Canada Inc. Building Sprinklered - Separate sprinkler permit required for proposed sprinkler work. OK for Field Review per A. Wroblewski; February 15, 2022 Upgrade: E2 - Retrofit Path: BOMA BESt (Path 1) - No Additional Upgrades Required | Priority Fire Systems Ltd
EP-2022-03230 | 2022-04-22 | 1066 W HASTINGS STREET, Vancouver, BC V6E 4M1 | Electrical Permit | Commercial | Tenant Improvement | Completed | Installation / Repair - Commercial - - Remove and dispose 75 existing 2x4' fluorescent lighting fixtures. - Install 45 LED type 2x4' lighting fixtures on revised lighting layout. - Remove 3 surface mount receptacles. | Ainsworth Inc
EP-2022-01653 | 2022-03-01 | 1066 W HASTINGS STREET, Vancouver, BC V6E 4M1 | Electrical Permit | Commercial | Tenant Improvement | Completed | Installation / Repair - Commercial - Install sound masking speakers with low voltage wiring. >BP: Interior alterations to provide improvements to this vacant full floor office space for a new office tenant in this existing commercial building on this site. Scope of work: construct new partition walls, ceiling, flooring, finishes for complete tenant fit-out including new open work space, shared collab areas, enclosed office/meeting rooms, coffee/eating area. Modifications to HVAC, sprinklers, electrical, plumbing work. Upgrade elevator lobby, public corridors and add new barrier free washrooms. REVISION #1: revise ceiling, mechanical and electrical drawings. Jan. 10, 2021 mlh Letters of Assurance submitted by: Schedule A and Architectural Schedule B, Paul Gogan, Arch, ph: 1-416-342-7010 Electrical Schedule B, S.S. Dhaliwal, P.Eng., ph: 604-609-0500 (108) Mechanical and Plumbing Schedule B, Ron Braun, M.Sc., P.Eng., ph: 778-238-2638 NOTE: See BP-2021-00376 for interior demolition OK for field review as per R. Astorino July 26, 2021 Upgrade: E2 - Retrofit Path: BOMA BESt (Path 1) - No Additional Upgrades Required Energy checklist is currently no longer required with your Building Permit (BP) application. Some supporting documents are still required at BP stage, specifically Envelope and HVAC, if applicable. Service Water Heating and Lighting supporting documents, if applicable, must be submitted with your related trades permits (e.g. electrical and plumbing). All energy upgrades will be checked during inspections stage. It is the applicant's responsibility to identify and note all required upgrades including energy upgrades on their BP drawings at BP stage. | Blueline Electrical Services Ltd
EP-2022-01651 | 2022-03-01 | 1066 W HASTINGS STREET, Vancouver, BC V6E 4M1 | Electrical Permit | Commercial | Tenant Improvement | Completed | Installation / Repair - Commercial - Install sound masking speakers with low voltage wiring. >BP: #2000 - 20th floor (full floor) Interior alterations to provide improvements to this vacant full floor office space for a new office tenant in this existing commercial building on this site. Scope of work: construct new partition walls, ceiling, flooring, finishes for complete tenant fit-out including new open work space, shared collab areas, enclosed office/meeting rooms, coffee/eating area. Modifications to HVAC, sprinklers, electrical, plumbing work. Also, upgrade elevator lobby, public corridors. REVISION #1 Revised ceiling, electrical and mechanical. Jan. 7/22 mk Letters of Assurance submitted by: Schedule A and Architectural Schedule B, Paul Gogan, Arch, ph: 1-416-342-7010 Electrical Schedule B, S.S. Dhaliwal, P.Eng., ph: 604-609-0500 (108) Mechanical and Plumbing Schedule B, Ron Braun, M.Sc., P.Eng., ph: 778-238-2638 NOTE: BP-2021-01441 issued for interior demo OK for field review as per R. Astorino July 26, 2021 Upgrade: E2 - Retrofit Path: BOMA BESt (Path 1) - No Additional Upgrades Required Energy checklist is currently no longer required with your Building Permit (BP) application. Some supporting documents are still required at BP stage, specifically Envelope and HVAC, if applicable. Service Water Heating and Lighting supporting documents, if applicable, must be submitted with your related trades permits (e.g. electrical and plumbing). All energy upgrades will be checked during inspections stage. It is the applicant's responsibility to identify and note all required upgrades including energy upgrades on their BP drawings at BP stage. | Blueline Electrical Services Ltd
SP-2022-00836 | 2022-08-05 | 1066 W HASTINGS STREET, Vancouver, BC V6E 4M1 | Sprinkler Permit | Commercial | Tenant Improvement | Completed | Commercial - Sprinkler system alterations for the tenant improvements for a new office tenant at Unit #2500. | Priority Fire Systems Ltd
SP-2022-00681 | 2022-05-06 | 1066 W HASTINGS STREET, Vancouver, BC V6E 4M1 | Sprinkler Permit | Commercial | Tenant Improvement | Completed | Commercial - RELOCATE 2 SPRINKLER HEADS #1250 - 12th floor (expanding into a portion of #1220) Interior alterations to provide improvements for this existing office tenant on the 12th floor (unit 1250) in this existing commercial building on this site. Scope of work: demo/construct interior partition walls, floors, ceilings and finishes. Electrical, plumbing and sprinkler to suit. | Priority Fire Systems Ltd
EP-2022-03303 | 2022-04-26 | 1066 W HASTINGS STREET, Vancouver, BC V6E 4M1 | Electrical Permit | Commercial | Tenant Improvement | Completed | Installation / Repair - Commercial - Provide electrical connection to 3 mechanical units, supply and install wiremold and connctrac. Supply and install of data and security devices and cabling. -only bonding at devices and data rack. >BP: Interior alterations to provide improvements for a new office tenant on the the 14th floor (#1410) in this commercial building on this site. Scope of work: remove/construct new partition walls, doors, millwork, finishes, power and data, electrical and sprinkler work. TENANT: Dassault Systems Canada Inc. Building Sprinklered - Separate sprinkler permit required for proposed sprinkler work. OK for Field Review per A. Wroblewski; February 15, 2022 Upgrade: E2 - Retrofit Path: BOMA BESt (Path 1) - No Additional Upgrades Required | Action Electric Ltd
EP-2022-03716 | 2022-05-16 | 1066 W HASTINGS STREET, Vancouver, BC V6E 4M1 | Electrical Permit | Commercial | NULL | Expired | Annual / Operating - annual operating permit renewal withdrawn Annual (EP-2016-10638) | Ainsworth Inc
NULL | NULL | 1066 W HASTINGS STREET, Vancouver, BC V6E 4M1 | Electrical Permit | Commercial | Tenant Improvement | Withdrawn | Installation / Repair - Commercial - Lighting | Corporate Electric Limited
EP-2022-01245 | 2022-02-18 | 1066 W HASTINGS STREET, Vancouver, BC V6E 4M1 | Electrical Permit | Commercial | Renovation | Completed | Installation / Repair - Commercial - Installation of four EV dual-head Charge-Point stations on LV1 off the parkade. Going from panel room through an existing penetrated hole into the parkade, run a new conduit along the existing rack, branch over to the wall, and drop down to the chargers. Installation of a 150 kVA tansformer (600V:120/208V), and a 400A Panel EV supplying the EV Dual Head Chargers. | Mott Electric General Partnership
EP-2022-01210 | 2022-02-22 | 1066 W HASTINGS STREET, Vancouver, BC V6E 4M1 | Electrical Permit | Commercial | Tenant Improvement | Completed | Installation / Repair - Commercial - Add one light fixture and relocate receptacles in new office. -replacing an existing 8ft LED fixture with a 4ft LED of the same type (reduction in load). >BP: Interior alterations to provide tenant improvements to this existing floor floor tenant on the 19th floor (#1900) in this commercial building on this site. Scope of work: construct new partition wall to create 2 new office spaces, electrical and sprinkler work. TENANT: Musson Cattell Mackey Partnership OK for Field Review per K. Kang - Oct.14, 2021 BOMA BESt building, no energy upgrade required. | Corporate Electric Limited
EP-2022-00931 | 2022-02-09 | 1066 W HASTINGS STREET, Vancouver, BC V6E 4M1 | Electrical Permit | Commercial | Tenant Improvement | Completed | Installation / Repair - Commercial - Install of receptacles & data-outlet in several offices -This work and permit application involve new receptacles and data outlets in several offices - Only. Please see attached drawings. Grounding/Bonding was selected because the receptacles will be grounded. There is no change to the service or panels. >BP: Interior alterations to provide improvements for this existing office tenant on the 12th floor (unit 1250) in this existing commercial building on this site. Scope of work: demo/ construct interior partition walls, floors, ceilings and finishes. Electrical, plumbing and sprinkler to suit. OK for field review as per Rosa Astorino July 26, 2021 Sprinkler permit required Energy checklist is currently no longer required with your Building Permit (BP) application. Some supporting documents are still required at BP stage, specifically Envelope and HVAC, if applicable. Service Water Heating and Lighting supporting documents, if applicable, must be submitted with your related trades permits (e.g. electrical and plumbing). All energy upgrades will be checked during inspections stage. It is the applicant’s responsibility to identify and note all required upgrades including energy upgrades on their BP drawings at BP stage. | Sasco Contractors Ltd
EP-2022-00046 | 2022-01-28 | 1066 W HASTINGS STREET, Vancouver, BC V6E 4M1 | Electrical Permit | Commercial | Addition | Completed | Installation / Repair - Commercial - Pull new cable for a single door in the boardroom ground floor-NO MAG LOCKS | Paladin Technologies Inc
EP-2022-03665 | 2022-05-06 | 1066 W HASTINGS STREET, Vancouver, BC V6E 4M1 | Electrical Permit | Commercial | Tenant Improvement | Completed | Installation / Repair - Commercial - Demo and relocate lights, add receptacles >BP: #1250 - 12th floor (expanding into a portion of #1220) Interior alterations to provide improvements for this existing office tenant on the 12th floor (unit 1250) in this existing commercial building on this site. Scope of work: demo/construct interior partition walls, floors, ceilings and finishes. Electrical, plumbing and sprinkler to suit. REVISION #1 Add two offices Revise lighting, outlets and data lines to suit. increase project value from $75,000. to $113,000. REVISION #2: remove a portion of demising and install a glass door to expand into a portion of #1220. Expansion space to have new lighting, paint, office front and glass entry door to match building standard. OK for field review as per Rosa Astorino July 26, 2021 Sprinkler permit required Energy checklist is currently no longer required with your Building Permit (BP) application. Some supporting documents are still required at BP stage, specifically Envelope and HVAC, if applicable. Service Water Heating and Lighting supporting documents, if applicable, must be submitted with your related trades permits (e.g. electrical and plumbing). All energy upgrades will be checked during inspections stage. It is the applicant’s responsibility to identify and note all required upgrades including energy upgrades on their BP drawings at BP stage. | Mott Electric General Partnership
PP-2023-02189 | 2023-06-21 | 1066 W HASTINGS STREET, Vancouver, BC V6E 4M1 | Plumbing Permit | Commercial | Tenant Improvement | Completed | Commercial - Install fixtures >BP: Interior alterations to provide tenant improvement to this new tenant on the 22nd & 23rd floor (#2200 and #2300) in this existing commercial building on site. Scope of work: Demolish existing partitions, doors, millwork, ceiling tile. Build new office space, meeting rooms, storage, phone rooms, electrical, plumbing and sprinkler work to suit. | DAVIDSON BROS MECHANICAL CONTRACTORS
EP-2023-06508 | 2023-07-19 | 1066 W HASTINGS STREET, Vancouver, BC V6E 4M1 | Electrical Permit | Commercial | Renovation | Completed | Installation / Repair - Commercial - Tenant Improvement: Low voltage HVAC wiring for vav's and leak detection. >BP: #2200 & #2300 Interior alterations to provide tenant improvement to this new tenant on the 22nd & 23rd floor (#2200 and #2300) in this existing commercial building on site. Scope of work: Demolish existing partitions, doors, millwork, ceiling tile. Build new office space, meeting rooms, storage, phone rooms, electrical, plumbing and sprinkler work to suit. TENANT: Colliers Macauley Nicolls Inc Letters of Assurance submitted: Schedule A and Architectural Schedule B by Walker McKinley, Architect, AIBC., 403.862.9002 Electrical Schedule B by Roger Dupuis, P.Eng., 604.569.6500 Plumbing/Mechanical Schedule B by Eric Cresswell, P.Eng., 604.684.5995 Building Sprinklered – Separate sprinkler permit required for proposed sprinkler work. Energy checklist is currently no longer required with your Building Permit (BP) application. Some supporting documents are still required at BP stage, specifically Envelope and HVAC, if applicable. Service Water Heating and Lighting supporting documents, if applicable, must be submitted with your related trades permits (e.g. electrical and plumbing). | Control Solutions Ltd
PP-2023-02569 | 2023-07-19 | 1066 W HASTINGS STREET, Vancouver, BC V6E 4M1 | Plumbing Permit | Commercial | Tenant Improvement | Completed | Commercial - RE&RE AMEND: JULY 21/2023 we will need to amend total fixture count. - 2 Dishwashers - 2 RPBA’s Total count is 4 Existing Chiller and Coffee Machine With existing DCVA’s – being re&re’d | KERN BSG MANAGEMENT LTD
EP-2023-04141 | 2023-05-11 | 1066 W HASTINGS STREET, Vancouver, BC V6E 4M1 | Electrical Permit | Commercial | Renovation | Completed | Installation / Repair - Commercial - Low Voltage HVAC wiring. >BP: Interior alterations to provide tenant improvements for a new office tenant on the 17th floor (#1780) in this existing commercial building on this site. Scope of work: remove/construct partition walls, doors, ceiling work, finishes, electrical, plumbing, mechanical and sprinkler work. TENANT: South 32 Canada Inc. Letters of Assurance submitted by: Schedule A and Architectural Schedule B, Andrew Igel, Architect, ph: 778-839-4260 Mechanical Schedule B, Kai Chen, P.Eng., LEED AP, ph: 604-687-1800 Electrical Schedule B, Mr. Jose Luis Lopez, P.Eng., ph: 604-687-1800 OK for Office TI Building Sprinklered - Separate sprinkler permit required for proposed sprinkler work. Energy checklist is currently no longer required with your Building Permit (BP) application. Some supporting documents are still required at BP stage, specifically Envelope and HVAC, if applicable. Service Water Heating and Lighting supporting documents, if applicable, must be submitted with your related trades permits (e.g. electrical and plumbing). | Control Solutions Ltd
EP-2023-03900 | 2023-05-05 | 1066 W HASTINGS STREET, Vancouver, BC V6E 4M1 | Electrical Permit | Commercial | Tenant Improvement | Completed | Installation / Repair - Commercial - -Demo making all electrical safe -Lighting supply -Lighting Control -Install and rough in power for receptacles as per drawings -Branch wiring -Relocate existing panel (no effect to service) -Security and communications rough-in -Electrical feed for mechanical as per mechanical schedule -Install (140) cat6 cables -Install Cable UPS -install 5 Cat6A >Permit Amendment Aug 17, 2023: -Document(s) uploaded to "Application Documents" tab for Electrical Inspector review/ acceptance >BP: #1780 - 17th floor Interior alterations to provide tenant improvements for a new office tenant on the 17th floor (#1780) in this existing commercial building on this site. Scope of work: remove/construct partition walls, doors, ceiling work, finishes, electrical, plumbing, mechanical and sprinkler work. TENANT: South 32 Canada Inc. | Sasco Contractors Ltd
EP-2023-03881 | 2023-05-04 | 1066 W HASTINGS STREET, Vancouver, BC V6E 4M1 | Electrical Permit | Commercial | Tenant Improvement | Issued | Installation / Repair - Commercial - #1250 Change lighting and add receptacles | Mott Electric General Partnership
PP-2023-01537 | 2023-05-02 | 1066 W HASTINGS STREET, Vancouver, BC V6E 4M1 | Plumbing Permit | Commercial | Tenant Improvement | Completed | Commercial - SUITE #1780 - Provide new kitchen plumbing. >BP: #1780 - 17th floor Interior alterations to provide tenant improvements for a new office tenant on the 17th floor (#1780) in this existing commercial building on this site. Scope of work: remove/construct partition walls, doors, ceiling work, finishes, electrical, plumbing, mechanical and sprinkler work. | Fred Welsh Ltd
EP-2023-04205 | 2023-05-25 | 1066 W HASTINGS STREET, Vancouver, BC V6E 4M1 | Electrical Permit | Commercial | Addition | Completed | Installation / Repair - Commercial - Provide and install access control for 1 door. All cabling FT6 rated. No Maglock. Site Contact - Rajinder Gill/6043299754/rgill@paladintechnologies.com >BP: 11th Floor - (Elevator Lobby) Interior alterations only to provide improvements to the common elevator lobby on the 11th floor in this existing commercial building on site. Scope of work: Selective demo. New lobby finishes, lighting, flooring, new glass entry Building Sprinklered – Separate sprinkler permit required for proposed sprinkler work. E2 - Retrofit Path: BOMA BESt (Path 1) - No Additional Upgrades Req'd Energy checklist is currently no longer required with your Building Permit (BP) application. Some supporting documents are still required at BP stage, specifically Envelope and HVAC, if applicable. Service Water Heating and Lighting supporting documents, if applicable, must be submitted with your related trades permits (e.g. electrical and plumbing). | Paladin Technologies Inc
SP-2023-00956 | 2023-07-27 | 1066 W HASTINGS STREET, Vancouver, BC V6E 4M1 | Sprinkler Permit | Commercial | Tenant Improvement | Completed | Commercial - For sprinkler system alterations to the 2019 VBBL and NFPA 13, 2013 for the tenant improvements to provide interior alterations to this new tenant on the 22nd & 23rd floor (#2200 and #2300) in this existing commercial building on site. Engineer of Record: Eric Cresswell 604-684-5995 ericcresswell@amegroup.ca | Priority Fire Systems Ltd
EP-2023-05394 | 2023-06-20 | 1066 W HASTINGS STREET, Vancouver, BC V6E 4M1 | Electrical Permit | Commercial | Tenant Improvement | Completed | Installation / Repair - Commercial - Demo (including making safe all electrical). Lighting - supply and install as per luminaire schedule. Lighting Control - installation to accommodate new lighting and existing lighting as noted. Power requirements - including security and communications rough-in. Mechanical - electrical requirements as per mechanical schedule. Life Safety - including verification on fire alarm. Distribution - installation as indicated on one-line diagram and drawing notes. Communications - supply and install as specified on the drawings. Temp Power and Lighting - Included string lights, separate circuit receptacles for construction, 40amp breaker installed for flooring machine. >BP: #2200 & #2300 Interior alterations to provide tenant improvement to this new tenant on the 22nd & 23rd floor (#2200 and #2300) in this existing commercial building on site. Scope of work: Demolish existing partitions, doors, millwork, ceiling tile. Build new office space, meeting rooms, storage, phone rooms, electrical, plumbing and sprinkler work to suit. TENANT: Colliers Macauley Nicolls Inc | Sasco Contractors Ltd
SP-2023-00519 | 2023-05-29 | 1066 W HASTINGS STREET, Vancouver, BC V6E 4M1 | Sprinkler Permit | Commercial | Tenant Improvement | Completed | Commercial - For sprinkler system alterations to the 2019 VBBL and NFPA 13, 2013 for the tenant improvements to provide interior alterations for a new office tenant on the 17th floor (#1780) in this existing commercial building on this site. Engineer of Record: Macleod Grant 604-687-1800 macleod.grant@introba.com Revision #1 - 23-08-15 Change of engineer from Md Kamrujjaman to Macleod Grant. | Priority Fire Systems Ltd
EP-2023-02724 | 2023-03-29 | 1066 W HASTINGS STREET, Vancouver, BC V6E 4M1 | Electrical Permit | Commercial | Renovation | Completed | Installation / Repair - Commercial - Low voltage HVAC wiring >BP: #2410 and #2450 - 24th floor Interior alterations to demise full floor #2400 into two office units to be #2410 and #2450 and to provide tenant improvements for new office tenants in this existing commercial building on this site. Scope of work: remove interior partition walls/doors, construct new demising walls to demise #2400 into two units, new partition walls, doors, finishes, power and data, electrical, plumbing, mechanical and sprinkler work. TENANT: MLT Aikins LLP | Control Solutions Ltd
SP-2023-00441 | 2023-03-15 | 1066 W HASTINGS STREET, Vancouver, BC V6E 4M1 | Sprinkler Permit | Commercial | Tenant Improvement | Completed | Commercial - install of 20 sprinkler heads >BP: #2200 - 22nd floor Interior alterations only to provide full floor interior demolition to bring back to office shell in this existing commercial building on this site. Separate permits required for future tenant improvements to this unit. *****This application does not include any of the following: 1. Not more than 20 sprinklers (add, relocate, or remove), 2. hydraulic calculations, 3. change in occupancy and /or hazard classification, 4. warehouse storage arrangements, 5. mobile compact storage arrangements, 6. alternative solutions, 7. changes to the sprinkler system supply piping (e.g. valves, mains, cross-mains, branch-lines, etc.), or 8. flexible sprinkler pipe | Gisborne Industrial Construction Ltd
EP-2023-02269 | 2023-05-29 | 1066 W HASTINGS STREET, Vancouver, BC V6E 4M1 | Electrical Permit | Commercial | Renovation | Completed | Installation / Repair - Commercial - Lighting and electrical upgrade >BP: Interior alterations to demise full floor #2400 into two office units to be #2410 and #2450 and to provide tenant improvements for new office tenants in this existing commercial building on this site. Scope of work: remove interior partition walls/doors, construct new demising walls to demise #2400 into two units, new partition walls, doors, finishes, power and data, finishes, electrical, plumbing, mechanical and sprinkler work. TENANT: MLT Aikins LLP Letters of Assurance submitted by: Schedule A and Architectural Schedule B, Paul Gogan, Architect, ph: 416-342-7010 Mechanical and Plumbing Schedule B, Kevin O'Neill, P.Eng., ph: 416-443-8339 Electrical Schedule B, Robert Tibbs, P.Eng., ph: 416-209-4720 OK for Office TI; S. Yue Feb. 14, 2023 Building Sprinklered - Separate sprinkler permit required for proposed sprinkler work. Energy checklist is currently no longer required with your Building Permit (BP) application. Some supporting documents are still required at BP stage, specifically Envelope and HVAC, if applicable. Service Water Heating and Lighting supporting documents, if applicable, must be submitted with your related trades permits (e.g. electrical and plumbing). | Action Electric Ltd
SP-2023-00456 | 2023-03-17 | 1066 W HASTINGS STREET, Vancouver, BC V6E 4M1 | Sprinkler Permit | Commercial | Tenant Improvement | Completed | Commercial - UNIT #800 - 8TH FLOOR - Add and relocate sprinkler heads for tenant improvement. >BP: #800 - 8th floor (full floor tenant) Interior alterations to provide tenant improvements for a new full floor office tenant on the 8th floor (#800) in this existing commercial building. Scope of work: remove/construct select partition walls, doors, new kitchenette, millwork, finishes, electrical, plumbing, mechanical and sprinkler work. | Priority Fire Systems Ltd
PP-2023-00903 | 2023-03-20 | 1066 W HASTINGS STREET, Vancouver, BC V6E 4M1 | Plumbing Permit | Commercial | Tenant Improvement | Completed | Commercial - UNIT #800 - 8TH FLOOR (FULL) - remove/construct select partition walls, doors, new kitchenette, millwork, finishes, electrical, plumbing, mechanical and sprinkler work. >BP: #800 - 8th floor (full floor tenant) Interior alterations to provide tenant improvements for a new full floor office tenant on the 8th floor (#800) in this existing commercial building. Scope of work: remove/construct select partition walls, doors, new kitchenette, millwork, finishes, electrical, plumbing, mechanical and sprinkler work. | Sun Capital Corporate Construction Inc
EP-2023-02254 | 2023-03-16 | 1066 W HASTINGS STREET, Vancouver, BC V6E 4M1 | Electrical Permit | Commercial | Renovation | Completed | Installation / Repair - Commercial - Install Cat 6 plenum rated cabling; Fire Alarm devices (3 new speakers, re and re of 1 speaker, and verification); Communications electrical rough in, back box and conduit stubbed into ceiling; Communications furniture connections, AV electrical rough in. >BP: Interior alterations to provide tenant improvements for a new full floor office tenant on the 8th floor (#800) in this existing commercial building. Scope of work: remove/construct select partition walls, doors, new kitchenette, millwork, finishes, electrical, plumbing, mechanical and sprinkler work. TENANT: Pretium Resources Inc. Letters of Assurance submitted by: Schedule A and Architectural Schedule B, Ken G. Wong, AIBC, ph: 604-899-4549 Mechanical Schedule B, Brent Frayne, P.Eng., ph: 604-637-1488 Electrical Schedule B, Estella Lai Mun Chan, P.Eng., ph: 604-294-8414 OK for Office TI Building Sprinklered - Separate sprinkler permit required for proposed sprinkler work. Energy checklist is currently no longer required with your Building Permit (BP) application. Some supporting documents are still required at BP stage, specifically Envelope and HVAC, if applicable. Service Water Heating and Lighting supporting documents, if applicable, must be submitted with your related trades permits (e.g. electrical and plumbing). | Action Electric Ltd
EP-2023-03656 | 2023-04-27 | 1066 W HASTINGS STREET, Vancouver, BC V6E 4M1 | Electrical Permit | Commercial | New | Completed | Installation / Repair - Commercial - Access Control, Structure cabling No Maglocks Site Contact - Amir Hejazi - 604 992 9203 >BP: #2410 and #2450 - 24th floor Interior alterations to demise full floor #2400 into two office units to be #2410 and #2450 and to provide tenant improvements for new office tenants in this existing commercial building on this site. Scope of work: remove interior partition walls/doors, construct new demising walls to demise #2400 into two units, new partition walls, doors, finishes, power and data, electrical, plumbing, mechanical and sprinkler work. TENANT: MLT Aikins LLP | Paladin Technologies Inc
EP-2023-03568 | 2023-04-25 | 1066 W HASTINGS STREET, Vancouver, BC V6E 4M1 | Electrical Permit | Commercial | Tenant Improvement | Completed | Installation / Repair - Commercial - Installation of AV equipment in 1 main board room, 1 lunch room, 3 meeting rooms and an AV rack in IDF room. Includes table connections, monitors, in ceiling speakers. >BP: Interior alterations to provide tenant improvements for a new full floor office tenant on the 8th floor (#800) in this existing commercial building. Scope of work: remove/construct select partition walls, doors, new kitchenette, millwork, finishes, electrical, plumbing, mechanical and sprinkler work. TENANT: Pretium Resources Inc. Letters of Assurance submitted by: Schedule A and Architectural Schedule B, Ken G. Wong, AIBC, ph: 604-899-4549 Mechanical Schedule B, Brent Frayne, P.Eng., ph: 604-637-1488 Electrical Schedule B, Estella Lai Mun Chan, P.Eng., ph: 604-294-8414 OK for Office TI Building Sprinklered - Separate sprinkler permit required for proposed sprinkler work. Energy checklist is currently no longer required with your Building Permit (BP) application. Some supporting documents are still required at BP stage, specifically Envelope and HVAC, if applicable. Service Water Heating and Lighting supporting documents, if applicable, must be submitted with your related trades permits (e.g. electrical and plumbing). | MVCC VIDEO COMMUNICATIONS
SP-2023-00718 | 2023-06-16 | 1066 W HASTINGS STREET, Vancouver, BC V6E 4M1 | Sprinkler Permit | Commercial | Tenant Improvement | Completed | Commercial - For sprinkler system alterations to the 2019 VBBL and NFPA 13, 2013 for the tenant improvements to provide interior alterations to demise full floor #2400 into two office units to be #2410 and #2450 and to provide tenant improvements for new office tenants in this existing commercial building on this site. Engineer of Record: Kevin O'Neill 1-416-443-8339 kevin.oneill@hhangus.com | Priority Fire Systems Ltd
PP-2023-01452 | 2023-04-26 | 1066 W HASTINGS STREET, Vancouver, BC V6E 4M1 | Plumbing Permit | Commercial | Tenant Improvement | Completed | Commercial - Interior alterations to demise full floor #2400 into two office units to be #2410 and #2450 and to provide tenant improvements for new office tenants in this existing commercial building on this site. >BP: Interior alterations to demise full floor #2400 into two office units to be #2410 and #2450 and to provide tenant improvements for new office tenants in this existing commercial building on this site. Scope of work: remove interior partition walls/doors, construct new demising walls to demise #2400 into two units, new partition walls, doors, finishes, power and data, electrical, plumbing, mechanical and sprinkler work. | KERN BSG MANAGEMENT LTD
PP-2023-01271 | 2023-04-14 | 1066 W HASTINGS STREET, Vancouver, BC V6E 4M1 | Plumbing Permit | Commercial | Tenant Improvement | Completed | Commercial - Interior alterations to the common washrooms on the 11th floor >BP: 11th floor - Common Washrooms Interior alterations to the common washrooms on the 11th floor of this existing commercial building. Scope of work: new plumbing fixtures, T-Bar ceiling and light fixtures, new finishes, vanities and mirrors, toilet cubicles and electrical work. | KERN BSG MANAGEMENT LTD
EP-2023-03209 | 2023-04-13 | 1066 W HASTINGS STREET, Vancouver, BC V6E 4M1 | Electrical Permit | Commercial | Addition | Completed | Installation / Repair - Commercial - Access control-8th floor- Oceanic Plaza Amend: Oct 13, 2023 correct permit should have been linked to the address 800-1066 Hastings Street West. Vancouver, British Columbia Canada, V6E 3X1 | Paladin Technologies Inc
EP-2023-00832 | 2023-03-02 | 1066 W HASTINGS STREET, Vancouver, BC V6E 4M1 | Electrical Permit | Commercial | Tenant Improvement | Completed | Installation / Repair - Commercial - -Remove receptacles on wall being demolished and remove wiring back to source. -Relocate dimmable lighting switch and adjust the lighting circuits in the kitchen area. -Remove and dispose of two lighting fixtures and one ceiling occupancy sensor in the new office space. -Supply and install a vacancy switch and adjust the lighting control configuration in the new office space. -Supply and install one exit sign green running man to match existing. >BP: #1640 - 16th floor Interior alterations to provide improvements for an existing office tenant on the 16th floor (#1640) of this existing commercial building. Scope of work: Select demo and construction of partition walls to alter layout. No changes to plumbing, electrical or lighting. District Building Inspector to determine if a Special Sprinkler Inspection is required E2 - Retrofit Path: BOMA BESt (Path 1) - No Additional Upgrades Req'd | Ainsworth Inc
SP-2023-00256 | 2023-02-13 | 1066 W HASTINGS STREET, Vancouver, BC V6E 4M1 | Sprinkler Permit | Commercial | Tenant Improvement | Completed | Commercial - Add and relocate sprinkler heads for tenant improvement. >BP: 11th Floor - (Elevator Lobby) Interior alterations only to provide improvements to the common elevator lobby on the 11th floor in this existing commercial building on site. Scope of work: Selective demo. New lobby finishes, lighting, flooring, new glass entry *****This application does not include any of the following: 1. Not more than 20 sprinklers (add, relocate, or remove), 2. hydraulic calculations, 3. change in occupancy and /or hazard classification, 4. warehouse storage arrangements, 5. mobile compact storage arrangements, 6. alternative solutions, 7. changes to the sprinkler system supply piping (e.g. valves, mains, cross-mains, branch-lines, etc.), or 8. flexible sprinkler pipe. | Priority Fire Systems Ltd
SP-2023-00258 | 2023-02-13 | 1066 W HASTINGS STREET, Vancouver, BC V6E 4M1 | Sprinkler Permit | Commercial | Tenant Improvement | Completed | Commercial - 11TH FLOOR - Relocate sprinkler heads for washrooms renovation. >BP: 11th floor - Common Washrooms Interior alterations to the common washrooms on the 11th floor of this existing commercial building. Scope of work: new plumbing fixtures, T-Bar ceiling and light fixtures, new finishes, vanities and mirrors, toilet cubicles and electrical work. *****This application does not include any of the following: 1. Not more than 20 sprinklers (add, relocate, or remove), 2. hydraulic calculations, 3. change in occupancy and /or hazard classification, 4. warehouse storage arrangements, 5. mobile compact storage arrangements, 6. alternative solutions, 7. changes to the sprinkler system supply piping (e.g. valves, mains, cross-mains, branch-lines, etc.), or 8. flexible sprinkler pipe. | Priority Fire Systems Ltd
EP-2023-02093 | 2023-03-13 | 1066 W HASTINGS STREET, Vancouver, BC V6E 4M1 | Electrical Permit | Commercial | Renovation | Completed | Installation / Repair - Commercial - Make safe, electrical for demo. relocate and make safe fire alarm devices fire alarm VI install exit signs relocate existing lights for temp lighting -There is no new lighting being installed, we are just taking the existing lighting and re-using it as temporary lighting for the next phase of construction. >BP: Interior alterations only to provide full floor interior demolition to bring back to office shell in this existing commercial building on this site. Separate permits required for future tenant improvements to this unit. OK for Field Review Building Sprinklered - Separate sprinkler permit required for proposed sprinkler work. | Action Electric Ltd
EP-2022-08915 | 2022-10-19 | 1066 W HASTINGS STREET, Vancouver, BC V6E 4M1 | Electrical Permit | Commercial | Renovation | Completed | Installation / Repair - Commercial - Low voltage cabling for speakers & AV >BP: Interior alterations to provide tenant improvements for existing full floor office tenant on the 9th floor (#900) in this existing commercial building. Scope of work: demo to select areas and construct new partition walls to provide for larger training room, two meeting rooms, a new Well room, two phone rooms, new snack bar, millwork, finishes, electrical, plumbing, mechanical and sprinkler work. TENANT: Cruise Ship Centers International Inc. Letters of Assurance submitted by: Schedule A and Architectural Schedule B, Michelle Fenton, Architect, ph: 604-558-3327 Mechanical and Plumbing Schedule B, Raymond Cho, P.Eng., ph: 778-956-8555 Electrical Schedule B, Oliver Wiart, P.Eng., ph: 604-813-1024 OK for Field Review for Office TI E2 - Lighting - Upgrade to incorporate Automatic Full OFF (per 9.4.1.1(h) of 90.1-2016 Energy checklist is currently no longer required with your Building Permit (BP) application. Some supporting documents are still required at BP stage, specifically Envelope and HVAC, if applicable. Service Water Heating and Lighting supporting documents, if applicable, must be submitted with your related trades permits (e.g. electrical and plumbing). All energy upgrades will be checked during inspections stage. It is the applicant’s responsibility to identify and note all required upgrades including energy upgrades on their BP drawings at BP stage. | AV Solutions BC Ltd
EP-2022-08922 | 2022-10-21 | 1066 W HASTINGS STREET, Vancouver, BC V6E 4M1 | Electrical Permit | Commercial | Renovation | Completed | Installation / Repair - Commercial - HVAC wiring -They are existing, just reworking some of the controls. -low voltage (24v) control wiring. for VAV's and heat pumps >BP: Interior alterations to provide tenant improvements for existing full floor office tenant on the 9th floor (#900) in this existing commercial building. Scope of work: demo to select areas and construct new partition walls to provide for larger training room, two meeting rooms, a new Well room, two phone rooms, new snack bar, millwork, finishes, electrical, plumbing, mechanical and sprinkler work. TENANT: Cruise Ship Centers International Inc. Letters of Assurance submitted by: Schedule A and Architectural Schedule B, Michelle Fenton, Architect, ph: 604-558-3327 Mechanical and Plumbing Schedule B, Raymond Cho, P.Eng., ph: 778-956-8555 Electrical Schedule B, Oliver Wiart, P.Eng., ph: 604-813-1024 OK for Field Review for Office TI E2 - Lighting - Upgrade to incorporate Automatic Full OFF (per 9.4.1.1(h) of 90.1-2016 Energy checklist is currently no longer required with your Building Permit (BP) application. Some supporting documents are still required at BP stage, specifically Envelope and HVAC, if applicable. Service Water Heating and Lighting supporting documents, if applicable, must be submitted with your related trades permits (e.g. electrical and plumbing). All energy upgrades will be checked during inspections stage. It is the applicant’s responsibility to identify and note all required upgrades including energy upgrades on their BP drawings at BP stage. | Control Solutions Ltd
EP-2022-08567 | 2022-10-11 | 1066 W HASTINGS STREET, Vancouver, BC V6E 4M1 | Electrical Permit | Commercial | Tenant Improvement | Completed | Installation / Repair - Commercial - Installation of power and data cabling for office workstations. Interior alterations to provide improvements to existing office spaces on the 16th floor in this existing commercial building on this site. Scope of work: Interior partition construction, lighting, power, data and mechanical work. | Ainsworth Inc
SP-2022-01642 | 2022-10-06 | 1066 W HASTINGS STREET, Vancouver, BC V6E 4M1 | Sprinkler Permit | Commercial | Tenant Improvement | Completed | Commercial - Add and relocate sprinkler heads for tenant improvement. >BP: #1610 - 16th floor Interior alterations to provide improvements to existing office spaces on the 16th floor in this existing commercial building on this site. Scope of work: Interior partition construction, lighting, power, data and mechanical work. OK for Field Review per Nehzat J. on August 10, 2022. Upgrade: E2 - Retrofit Path: BOMA BEST (Path 1) - No Additional Upgrades Required *****This application does not include any of the following: 1. Not more than 20 sprinklers (add, relocate, or remove), 2. hydraulic calculations, 3. change in occupancy and /or hazard classification, 4. warehouse storage arrangements, 5. mobile compact storage arrangements, 6. alternative solutions, 7. changes to the sprinkler system supply piping (e.g. valves, mains, cross-mains, branch-lines, etc.), or 8. flexible sprinkler pipe. | Priority Fire Systems Ltd
EP-2022-09742 | 2022-11-17 | 1066 W HASTINGS STREET, Vancouver, BC V6E 4M1 | Electrical Permit | Commercial | Tenant Improvement | Completed | Installation / Repair - Commercial - 25th floor - boardrooms 2506 and 2504 Pre-wire of ceiling speakers in 2 boardrooms Pre-wire of Mic WAP's in 2 boardrooms | MVCC VIDEO COMMUNICATIONS
EP-2022-09761 | 2022-11-18 | 1066 W HASTINGS STREET, Vancouver, BC V6E 4M1 | Electrical Permit | Commercial | Addition | Completed | Installation / Repair - Commercial - To install 2 x 30amp 208v twist lock receptacles to power Rogers Cellular repeater system equipment. Will be installing conduit and boxes for Rogers antennas and coax cable throughout the parkade levels. | PPS Pacific Power Solutions Inc
EP-2022-09403 | 2022-11-07 | 1066 W HASTINGS STREET, Vancouver, BC V6E 4M1 | Electrical Permit | Commercial | Tenant Improvement | Completed | Installation / Repair - Commercial - - Supply and installation of lighting fixtures and lighting control devices as per plan E201 and schedules on plan E400. >BP: Interior alterations to provide tenant improvements for existing full floor office tenant on the 9th floor (#900) in this existing commercial building. Scope of work: demo to select areas and construct new partition walls to provide for larger training room, two meeting rooms, a new Well room, two phone rooms, new snack bar, millwork, finishes, electrical, plumbing, mechanical and sprinkler work. TENANT: Cruise Ship Centers International Inc. Letters of Assurance submitted by: Schedule A and Architectural Schedule B, Michelle Fenton, Architect, ph: 604-558-3327 Mechanical and Plumbing Schedule B, Raymond Cho, P.Eng., ph: 778-956-8555 Electrical Schedule B, Oliver Wiart, P.Eng., ph: 604-813-1024 OK for Field Review for Office TI E2 - Lighting - Upgrade to incorporate Automatic Full OFF (per 9.4.1.1(h) of 90.1-2016 Energy checklist is currently no longer required with your Building Permit (BP) application. Some supporting documents are still required at BP stage, specifically Envelope and HVAC, if applicable. Service Water Heating and Lighting supporting documents, if applicable, must be submitted with your related trades permits (e.g. electrical and plumbing). All energy upgrades will be checked during inspections stage. It is the applicant’s responsibility to identify and note all required upgrades including energy upgrades on their BP drawings at BP stage. | Ainsworth Inc
EP-2022-10646 | 2022-12-21 | 1066 W HASTINGS STREET, Vancouver, BC V6E 4M1 | Electrical Permit | Commercial | Tenant Improvement | Completed | Installation / Repair - Commercial - Lighting Alteration - Replacement of existing lighting fixtures 2x4' with LED type and existing exit signs with pictogram style one-to-one for all fixtures. | Ainsworth Inc
EP-2022-10176 | 2022-12-02 | 1066 W HASTINGS STREET, Vancouver, BC V6E 4M1 | Electrical Permit | Commercial | Renovation | Completed | Installation / Repair - Commercial - Access control, intercom and cameras Cat 6 wiring No MagLocks >BP: #2500 Interior alterations to provide improvements for a new office tenant at this existing office unit #2500 on the 25th floor of this commercial building on this site. OK for Field Review per W Wong May 4, 2022 | PALADIN TECHNOLOGIES INC
EP-2022-05409 | 2022-06-24 | 1066 W HASTINGS STREET, Vancouver, BC V6E 4M1 | Electrical Permit | Commercial | Tenant Improvement | Completed | Installation / Repair - Commercial - install an Access Control system and a CCTV system (No maglocks) >BP: Interior alterations to provide improvements for a new office tenant on the the 14th floor (#1410) in this commercial building on this site. Scope of work: remove/construct new partition walls, doors, millwork, finishes, power and data, electrical and sprinkler work. TENANT: Dassault Systems Canada Inc. Building Sprinklered - Separate sprinkler permit required for proposed sprinkler work. OK for Field Review per A. Wroblewski; February 15, 2022 Upgrade: E2 - Retrofit Path: BOMA BESt (Path 1) - No Additional Upgrades Required | PALADIN TECHNOLOGIES INC
EP-2022-05492 | NULL | 1066 W HASTINGS STREET, Vancouver, BC V6E 4M1 | Electrical Permit | Commercial | Tenant Improvement | Application Incomplete | Installation / Repair - Commercial - Demo Only | Action Electric Ltd
PP-2022-02889 | 2022-08-18 | 1066 W HASTINGS STREET, Vancouver, BC V6E 4M1 | Plumbing Permit | Commercial | Renovation | Completed | Commercial - UNIT #900 - Install 1 sink with faucet >BP: #900 - 9th floor (full floor tenant) Interior alterations to provide tenant improvements for existing full floor office tenant on the 9th floor (#900) in this existing commercial building. Scope of work: demo to select areas and construct new partition walls to provide for larger training room, two meeting rooms, a new Well room, two phone rooms, new snack bar, millwork, finishes, electrical, plumbing, mechanical and sprinkler work. | KERN BSG MANAGEMENT LTD
SP-2022-01166 | 2022-07-22 | 1066 W HASTINGS STREET, Vancouver, BC V6E 4M1 | Sprinkler Permit | Commercial | Tenant Improvement | Completed | Commercial - ADD AND RELOCATE 5 SPRINKLER HEADS #1610 - 16th floor (#1610 & #1615 combined) Interior alterations to provide improvements to existing office spaces on the 16th floor to combine units #1610 & #1615 (retaining #1610) in this existing commercial building on this site. Scope of work: remove a portion of demising wall to combine two units by demolishing boardroom front in #1610 and closets in suite #1615. Relocate glass entry door, and add sidelites. Fill in old door locations with full height partition/glazing. New LED lighting throughout. Update sprinklers to suit. *****This application does not include any of the following: 1. Not more than 20 sprinklers (add, relocate, or remove), 2. hydraulic calculations, 3. change in occupancy and /or hazard classification, 4. warehouse storage arrangements, 5. mobile compact storage arrangements, 6. alternative solutions, 7. changes to the sprinkler system supply piping (e.g. valves, mains, cross-mains, branch-lines, etc.), or 8. flexible sprinkler pipe. | Priority Fire Systems Ltd
PP-2022-02518 | 2022-07-19 | 1066 W HASTINGS STREET, Vancouver, BC V6E 4M1 | Plumbing Permit | Commercial | Tenant Improvement | Completed | Commercial - Re & re plumbing fixtures and add (1) DCVA. | Fred Welsh Ltd
EP-2022-05989 | 2022-07-19 | 1066 W HASTINGS STREET, Vancouver, BC V6E 4M1 | Electrical Permit | Commercial | Tenant Improvement | Completed | Installation / Repair - Commercial - - Remove and dispose 82 recessed fluorescent lighting fixtures. - Remove and dispose 17 pot-light fixtures. - Demolition of power and data receptacles in walls that are being removed and remove the cabling and raceway from ceiling space back to source. - Decommissioning and removal of one master switch from the unit 1615. - Relocation of master switch on unit 1610, removal of 2 occupancy sensors . - Install 40 LED 2x4 lighting fixtures as per specs. Supply of lighting fixtures and adjustments on T-bar ceiling and T-bar grid by others. - Install 3 exit signs as per plans. Exit sign supplied by others. - Provide raceway and pull string for card access to one door on new location. BP: #1610 - 16th floor (#1610 & #1615 combined) Interior alterations to provide improvements to existing office spaces on the 16th floor to combine units #1610 & #1615 (retaining #1610) in this existing commercial building on this site. Scope of work: remove a portion of demising wall to combine two units by demolishing boardroom front in #1610 and closets in suite #1615. Relocate glass entry door, and add sidelites. Fill in old door locations with full height partition/glazing. New LED lighting throughout. Update sprinklers to suit. | Ainsworth Inc
SP-2022-01286 | 2022-08-15 | 1066 W HASTINGS STREET, Vancouver, BC V6E 4M1 | Sprinkler Permit | Commercial | Tenant Improvement | Completed | Commercial - UNIT #1750 - 17TH FLOOR - ADD AND RELOCATE 3 SPRINKLER HEADS #1750 - 17th floor Interior alterations to provide tenant improvements and to expand the existing office tenant in #1750 into #1790 (retaining #1750) in this existing commercial building on this site. Scope of work: remove portion of the demising wall, kitchen, construct new partition walls, finishes, lighting, electrical, plumbing and sprinkler work. *****This application does not include any of the following: 1. Not more than 20 sprinklers (add, relocate, or remove), 2. hydraulic calculations, 3. change in occupancy and /or hazard classification, 4. warehouse storage arrangements, 5. mobile compact storage arrangements, 6. alternative solutions, 7. changes to the sprinkler system supply piping (e.g. valves, mains, cross-mains, branch-lines, etc.), or 8. flexible sprinkler pipe. | Priority Fire Systems Ltd
EP-2022-07978 | 2022-09-22 | 1066 W HASTINGS STREET, Vancouver, BC V6E 4M1 | Electrical Permit | Commercial | Tenant Improvement | Completed | Installation / Repair - Commercial - Install 37x customer supplied data cables as per attached floor plan. Expedia 9th Floor. (will upload Floor Plans when PM gets back from vacation!) >BP: #900 - 9th floor (full floor tenant) Interior alterations to provide tenant improvements for existing full floor office tenant on the 9th floor (#900) in this existing commercial building. Scope of work: demo to select areas and construct new partition walls to provide for larger training room, two meeting rooms, a new Well room, two phone rooms, new snack bar, millwork, finishes, electrical, plumbing, mechanical and sprinkler work. TENANT: Cruise Ship Centers International Inc. | Houle Electric Limited
EP-2022-07774 | 2022-09-16 | 1066 W HASTINGS STREET, Vancouver, BC V6E 4M1 | Electrical Permit | Commercial | Renovation | Completed | Installation / Repair - Commercial - HVAC wiring #2500 Interior alterations to provide improvements for a new office tenant at this existing office unit #2500 on the 25th floor of this commercial building on this site. | Control Solutions Ltd
EP-2022-07792 | 2022-09-16 | 1066 W HASTINGS STREET, Vancouver, BC V6E 4M1 | Electrical Permit | Commercial | Renovation | Completed | Installation / Repair - Commercial - pulling new wire from access control panel to a card reader, NO MAGLOCKS Site Contact: Parminder Grewal 604-970-9633 >BP: #1610 - 16th floor (#1610 & #1615 combined) Interior alterations to provide improvements to existing office spaces on the 16th floor to combine units #1610 & #1615 (retaining #1610) in this existing commercial building on this site. Scope of work: remove a portion of demising wall to combine two units by demolishing boardroom front in #1610 and closets in suite #1615. Relocate glass entry door, and add sidelites. Fill in old door locations with full height partition/glazing. New LED lighting throughout. Update sprinklers to suit. >>>>>>>>>>>>>>>> Amend: Dec. 16th -incorrect DB-2022-03486 was associated with this permit -correct BP-2022-03966 >BP: #1610 - 16th floor Interior alterations to provide improvements to existing office spaces on the 16th floor in this existing commercial building on this site. Scope of work: Interior partition construction, lighting, power, data and mechanical work. OK for Field Review per Nehzat J. on August 10, 2022. Upgrade: E2 - Retrofit Path: BOMA BEST (Path 1) - No Additional Upgrades Required | PALADIN TECHNOLOGIES INC
PP-2022-02888 | 2022-08-23 | 1066 W HASTINGS STREET, Vancouver, BC V6E 4M1 | Plumbing Permit | Commercial | Renovation | Completed | Commercial - UNIT #2500 - To supply and install new fixtures #2500 Interior alterations to provide improvements for a new office tenant at this existing office unit #2500 on the 25th floor of this commercial building on this site. | DAVIDSON BROS MECHANICAL CONTRACTORS
SP-2022-01333 | 2022-08-18 | 1066 W HASTINGS STREET, Vancouver, BC V6E 4M1 | Sprinkler Permit | Commercial | Tenant Improvement | Completed | Commercial - UNIT #900 - RELOCATE 5 SPRINKLER HEADS >BP: #900 - 9th floor (full floor tenant) Interior alterations to provide tenant improvements for existing full floor office tenant on the 9th floor (#900) in this existing commercial building. Scope of work: demo to select areas and construct new partition walls to provide for larger training room, two meeting rooms, a new Well room, two phone rooms, new snack bar, millwork, finishes, electrical, plumbing, mechanical and sprinkler work. *****This application does not include any of the following: 1. Not more than 20 sprinklers (add, relocate, or remove), 2. hydraulic calculations, 3. change in occupancy and /or hazard classification, 4. warehouse storage arrangements, 5. mobile compact storage arrangements, 6. alternative solutions, 7. changes to the sprinkler system supply piping (e.g. valves, mains, cross-mains, branch-lines, etc.), or 8. flexible sprinkler pipe. | Priority Fire Systems Ltd
PP-2022-02856 | 2022-08-16 | 1066 W HASTINGS STREET, Vancouver, BC V6E 4M1 | Plumbing Permit | Commercial | Renovation | Completed | Commercial - Plumbing demolition of staff room sink >BP: Interior alterations to provide tenant improvements and to expand the existing office tenant in #1750 into #1790 (retaining #1750) in this existing commercial building on this site. Scope of work: remove portion of the demising wall, kitchen, construct new partition walls, finishes, lighting, electrical, plumbing and sprinkler work. TENANT: Silvercorp Metals Inc E2 - Lighting - Upgrade to Local Control (per 9.4.1.1 (a) of ASHRAE 90.1-2016) Energy checklist is currently no longer required with your Building Permit (BP) application. Some supporting documents are still required at BP stage, specifically Envelope and HVAC, if applicable. Service Water Heating and Lighting supporting documents, if applicable, must be submitted with your related trades permits (e.g. electrical and plumbing). All energy upgrades will be checked during inspections stage. It is the applicant’s responsibility to identify and note all required upgrades including energy upgrades on their BP drawings at BP stage. | Fred Welsh Ltd
EP-2022-06842 | 2022-08-16 | 1066 W HASTINGS STREET, Vancouver, BC V6E 4M1 | Electrical Permit | Commercial | Tenant Improvement | Completed | Installation / Repair - Commercial - Exit light install, Data/communication rough in, Fire alarm, >BP: Interior alterations to provide tenant improvements and to expand the existing office tenant in #1750 into #1790 (retaining #1750) in this existing commercial building on this site. Scope of work: remove portion of the demising wall, kitchen, construct new partition walls, finishes, lighting, electrical, plumbing and sprinkler work. TENANT: Silvercorp Metals Inc E2 - Lighting - Upgrade to Local Control (per 9.4.1.1 (a) of ASHRAE 90.1-2016) Energy checklist is currently no longer required with your Building Permit (BP) application. Some supporting documents are still required at BP stage, specifically Envelope and HVAC, if applicable. Service Water Heating and Lighting supporting documents, if applicable, must be submitted with your related trades permits (e.g. electrical and plumbing). All energy upgrades will be checked during inspections stage. It is the applicant’s responsibility to identify and note all required upgrades including energy upgrades on their BP drawings at BP stage. | Action Electric Ltd
EP-2022-07095 | 2022-08-23 | 1066 W HASTINGS STREET, Vancouver, BC V6E 4M1 | Electrical Permit | Commercial | Tenant Improvement | Completed | Installation / Repair - Commercial - Tenant Improvement work consisting of branch wiring, lighting, lighting controls, mechanical connections, raceway installation. >BP: Interior alterations to provide improvements for a new office tenant at this existing office unit #2500 on the 25th floor of this commercial building on this site. OK for Field Review per W Wong May 4, 2022 No energy trigger required; BOMA BESt building Letters of Assurance submitted by: Schedule A and Architectural Schedule B, Michael D. McNaught, Architect AIBC, MRAIC, ph: 604.724.7602 Mechanical and Plumbing Schedule B, Electrical Schedule B, Mohammad Ali Rahimpoor, P.Eng., ph: 778.309.2336 Amend: Dec 2nd, 2022 add low voltage to this permit | Sasco Contractors Ltd
EP-2022-07683 | 2022-09-16 | 1066 W HASTINGS STREET, Vancouver, BC V6E 4M1 | Electrical Permit | Commercial | Tenant Improvement | Completed | Installation / Repair - Commercial - Level 9: - Removal of existing lighting fixtures and lighting controls devices as per plan E200 - Supply and installation of lighting fixtures and lighting control devices as per plan E201 and schedules on plan E400, including the rearrangement of wiring in ceiling space, configuring, testing, and commissioning of lighting control as per specifications provided. - Demolition of power receptacles, data raceways, and heat pumps on level 8 as per plan E300. Data cabling to be removed by others. - Provide power receptacles as per plan E301, including wiring and raceway as required. New circuits from the existing panels ‘PL9’ and ‘PL9C’. - Provide boxes in the walls and stub-up raceway for data drops as per plan E301 and Electrical Addendum No. 1. Data cabling supply, installation, termination and testing by others. - Provide empty raceways with pull strings for A/V system and Security Access system as per plan E301. A/V and Security cabling and devices by others. - Supply and install Connectrac raceways in meeting rooms as per plan E301. - Relocate electrical circuit for VEV box as per keynote 13 on plan 301. - Provide new electrical circuit and connection to new VAV as per keynote 14 on plan E301. NO MAGLOCKS >BP: see specific location for work description(the character limit exceeded in this field) | Ainsworth Inc
EP-2023-08841 | NULL | 1066 W HASTINGS STREET, Vancouver, BC V6E 4M1 | Electrical Permit | Commercial | Renovation | Applicant Revisions | Installation / Repair - Commercial - Distribution upgrade. Adding a new 25kv Vista switch, adding a new 2250kva transformer, retrofitting another 2250kva transformer, retrofitting breakers in the 600volt distribution section. -The existing grounding on the site is to remain. Our scope is bonding new equipment to the ground bar in the electrical room. >BP: Interior alterations to combine two electrical rooms into one and replace the existing electrical substation with new including new transformer and new pull pit on the P1 level of this existing commercial building on this site. | Mott Electric General Partnership
EP-2023-09197 | 2023-10-12 | 1066 W HASTINGS STREET, Vancouver, BC V6E 4M1 | Electrical Permit | Commercial | Renovation | Completed | Installation / Repair - Commercial - Supply and install 20A receptacle for coffee maker. | Sasco Contractors Ltd
EP-2023-09811 | 2023-11-07 | 1066 W HASTINGS STREET, Vancouver, BC V6E 4M1 | Electrical Permit | Commercial | Tenant Improvement | Completed | Installation / Repair - Commercial - Low Voltage Audio Visual Cabling >BP: #2200 & #2300 Interior alterations to provide tenant improvement to this new tenant on the 22nd & 23rd floor (#2200 and #2300) in this existing commercial building on site. Scope of work: Demolish existing partitions, doors, millwork, ceiling tile. Build new office space, meeting rooms, storage, phone rooms, electrical, plumbing and sprinkler work to suit. TENANT: Colliers Macauley Nicolls Inc Letters of Assurance submitted: Schedule A and Architectural Schedule B by Walker McKinley, Architect, AIBC., 403.862.9002 Electrical Schedule B by Roger Dupuis, P.Eng., 604.569.6500 Plumbing/Mechanical Schedule B by Eric Cresswell, P.Eng., 604.684.5995 Building Sprinklered – Separate sprinkler permit required for proposed sprinkler work. Energy checklist is currently no longer required with your Building Permit (BP) application. Some supporting documents are still required at BP stage, specifically Envelope and HVAC, if applicable. Service Water Heating and Lighting supporting documents, if applicable, must be submitted with your related trades permits (e.g. electrical and plumbing). | AVI-SPL Canada Ltd
EP-2023-09848 | 2023-11-01 | 1066 W HASTINGS STREET, Vancouver, BC V6E 4M1 | Electrical Permit | Commercial | Addition | Completed | Installation / Repair - Commercial - Access control System Installation, 9 Doors. No Mag locks | Paladin Technologies Inc
EP-2023-07687 | 2023-08-22 | 1066 W HASTINGS STREET, Vancouver, BC V6E 4M1 | Electrical Permit | Commercial | NULL | Expired | Movie Set / Filming - To allow for Movie Set/Filming Applicant shall provide completed Contractor Declaration form, and dates of filming and associated location(s) to csinspection.clerks@vancouver.ca prior to the commencement of filming. Visit vancouver.ca/inspections for more details. | Means of Production Inc
EP-2023-08024 | 2023-09-05 | 1066 W HASTINGS STREET, Vancouver, BC V6E 4M1 | Electrical Permit | Commercial | Tenant Improvement | Completed | Installation / Repair - Commercial - Installing CAT6A cabling on the 22nd and 23rd floors of the Oceanic building (#2200 & #2300). >BP: Interior alterations to provide tenant improvement to this new tenant on the 22nd & 23rd floor (#2200 and #2300) in this existing commercial building on site. Scope of work: Demolish existing partitions, doors, millwork, ceiling tile. Build new office space, meeting rooms, storage, phone rooms, electrical, plumbing and sprinkler work to suit. TENANT: Colliers Macauley Nicolls Inc Letters of Assurance submitted: Schedule A and Architectural Schedule B by Walker McKinley, Architect, AIBC., 403.862.9002 Electrical Schedule B by Roger Dupuis, P.Eng., 604.569.6500 Plumbing/Mechanical Schedule B by Eric Cresswell, P.Eng., 604.684.5995 Building Sprinklered – Separate sprinkler permit required for proposed sprinkler work. Energy checklist is currently no longer required with your Building Permit (BP) application. Some supporting documents are still required at BP stage, specifically Envelope and HVAC, if applicable. Service Water Heating and Lighting supporting documents, if applicable, must be submitted with your related trades permits (e.g. electrical and plumbing). | Centre Electric Ltd
EP-2023-07932 | 2023-08-31 | 1066 W HASTINGS STREET, Vancouver, BC V6E 4M1 | Electrical Permit | Commercial | Tenant Improvement | Completed | Installation / Repair - Commercial - Supply and install new breakers in level 9 panel. Supply and install new BX cables from the 9th floor electrical room to the 9th floor IDF room. Shut down 8th floor panel and remove the existing circuits going the 9th floor. | Action Electric Ltd
EP-2023-07235 | 2023-08-09 | 1066 W HASTINGS STREET, Vancouver, BC V6E 4M1 | Electrical Permit | Commercial | Tenant Improvement | Completed | Installation / Repair - Commercial - Demo existing kitchen and provide new power supply for kitchen appliances and counter receptacles. | Mott Electric General Partnership
EP-2023-07624 | 2023-08-24 | 1066 W HASTINGS STREET, Vancouver, BC V6E 4M1 | Electrical Permit | Commercial | Addition | Completed | Installation / Repair - Commercial - Install 5 Card Reader Doors, 3 Cameras and 1 Intercom Site contact: Eric Vuong - 6049709982 No Mag locks >BP: #1780 - 17th floor Interior alterations to provide tenant improvements for a new office tenant on the 17th floor (#1780) in this existing commercial building on this site. Scope of work: remove/construct partition walls, doors, ceiling work, finishes, electrical, plumbing, mechanical and sprinkler work. TENANT: South 32 Canada Inc. | Paladin Technologies Inc
EP-2023-08236 | 2023-09-12 | 1066 W HASTINGS STREET, Vancouver, BC V6E 4M1 | Electrical Permit | Commercial | Tenant Improvement | Completed | Installation / Repair - Commercial - Removal of some devices and exits. Relocation of existing fixtures, to work off of existing lighting control. Supply and install new exit signs, data and power. ASHRAE document provided by the engineer stating no ASHRAE required is attached. >BP: #2110 - 21st floor (demising into #2110 & #2160) Interior alterations to the 21st floor to demise the existing full floor tenant space into two units to be #2110 and #2160 and to provide improvements to unit #2110 in this existing commercial building. Scope of work: select demo & construction of a demising wall, partition walls , & doors to alter layout & reduce the size of #2110 and create new unit #2160. Electrical, sprinklers, HVAC to suit. Letters of Assurance submitted: - Schedule A by: Ronald Braun, M.Sc., P.Eng. ph#604.609.0500 - Electrical Schedule B by - Cameron Ballard, P.Eng. ph#604.347.9722. - Mechanical Schedule B by Ronald Braun, M.Sc., P.Eng. ph#604.609-0500 Energy checklist is currently no longer required with your Building Permit (BP) application. Some supporting documents are still required at BP stage, specifically Envelope and HVAC, if applicable. Service Water Heating and Lighting supporting documents, if applicable, must be submitted with your related trades permits (e.g. electrical and plumbing) | Mott Electric General Partnership
EP-2023-08235 | 2023-09-12 | 1066 W HASTINGS STREET, Vancouver, BC V6E 4M1 | Electrical Permit | Commercial | Tenant Improvement | Completed | Installation / Repair - Commercial - Removal of some devices and exits. Relocation of existing fixtures, to work off of existing lighting control. Supply and install new exit signs, data and power. ASHRAE document provided by the engineer stating no ASHRAE required is attached. >BP: Interior alterations to provide improvements for a new office tenant on the 20th floor (#2000) in this existing commercial building on site. Scope of work: Construct new demountable partitions and doors, new card readers, relocate some furnitures, HVAC, electrical, plumbing and sprinkler work. No changes to ceiling and no addition of light fixtures. TENANT: CMLS Financial Letters of Assurance submitted: Schedule A and Mechanical Schedule B by Ronald Braun, P.Eng., 604.609.0500 Electrical Schedule B by Cameron Ballard, P.Eng., 604.347.9722 Building Sprinklered – Separate sprinkler permit required for proposed sprinkler work. Energy checklist is currently no longer required with your Building Permit (BP) application. Some supporting documents are still required at BP stage, specifically Envelope and HVAC, if applicable. Service Water Heating and Lighting supporting documents, if applicable, must be submitted with your related trades permits (e.g. electrical and plumbing). | Mott Electric General Partnership
SP-2023-01718 | 2023-09-19 | 1066 W HASTINGS STREET, Vancouver, BC V6E 4M1 | Sprinkler Permit | Commercial | Tenant Improvement | Completed | Commercial - Add sprinkler heads for tenant improvement. >BP: #2000 - 20th Floor Interior alterations to provide improvements for a new office tenant on the 20th floor (#2000) in this existing commercial building on site. Scope of work: Construct new demountable partitions and doors, new card readers, relocate some furnitures, HVAC, electrical, plumbing and sprinkler work. No changes to ceiling and no addition of light fixtures. *****This application does not include any of the following: 1. Not more than 20 sprinklers (add, relocate, or remove), 2. hydraulic calculations, 3. change in occupancy and /or hazard classification, 4. warehouse storage arrangements, 5. mobile compact storage arrangements, 6. alternative solutions, 7. changes to the sprinkler system supply piping (e.g. valves, mains, cross-mains, branch-lines, etc.), or 8. flexible sprinkler pipe. | Priority Fire Systems Ltd
PP-2023-03906 | 2023-11-07 | 1111 W HASTINGS STREET, Vancouver, BC V6E 2J3 | Plumbing Permit | Commercial | New | Issued | Commercial - Installation of 4" RPBA for Hytec Water Treatment System (Domestic Water Only- Premise Isolation) | Pennington Mechanical Ltd
PP-2023-03665 | 2023-10-18 | 1111 W HASTINGS STREET, Vancouver, BC V6E 2J3 | Plumbing Permit | Commercial | Tenant Improvement | Issued | Commercial - TI 30 linft of new L type copper piping. 20 linft of new cast sanitary piping. >BP: #1500 - 15th Storey Interior alterations to provide tenant improvements to this existing general office on the 15th floor (#1500) of this existing commercial building on site. Scope of work: Demolish select partition walls, millwork, flooring, ceiling bulkheads and lighting fixtures. New millwork, flooring, glass door/walll, movable divider wall, paint, electrical and sprinkler work. | KERN BSG MANAGEMENT LTD
EP-2024-00205 | 2024-01-09 | 1111 W HASTINGS STREET, Vancouver, BC V6E 2J3 | Electrical Permit | Commercial | NULL | Issued | Annual / Operating - ANNUAL/OPERATING PERMIT EXPIRED PERMIT EP-2023-00214 Valid Jan 11th, 2024 until Jan 10th, 2025 | Whitley Electric Ltd
EP-2023-11060 | 2023-12-11 | 1111 W HASTINGS STREET, Vancouver, BC V6E 2J3 | Electrical Permit | Commercial | Renovation | Issued | Installation / Repair - Commercial - Chill Water Pump Replacements - Pumps 1, 5 and 6: Breakers, conduit, wire, connections and STRUT racking to match existing VFD supports. Some breakers to be reused from existing MCC cabinets (spares) some breakers to be sourced. | Sasco Contractors Ltd
SP-2023-02235 | 2023-12-12 | 1111 W HASTINGS STREET, Vancouver, BC V6E 2J3 | Sprinkler Permit | Commercial | Tenant Improvement | Issued | Commercial - new sprinkler and sprinkler head relocated by layout changed >BP: #1500 - 15th Storey Interior alterations to provide tenant improvements to this existing general office on the 15th floor (#1500) of this existing commercial building on site. Scope of work: Demolish select partition walls, millwork, flooring, ceiling bulkheads and lighting fixtures. New millwork, flooring, glass door/walll, movable divider wall, paint, electrical and sprinkler work. REVISION #1: Interior layout changes. Remove partition walls AND washroom. Add recessed ceiling in boardroom, drop ceiling in reception area, new storage closet. Increase in project cost by $20,000 (from $100,000 to $120,000). LLL - Nov 23/23 | Spectrum Fire Protection Ltd
EP-2023-10660 | 2023-12-06 | 1111 W HASTINGS STREET, Vancouver, BC V6E 2J3 | Electrical Permit | Commercial | Tenant Improvement | Issued | Installation / Repair - Commercial - installation of lighting and power throughout entire 2nd floor. Supply of lighting in hard ceiling. 2x2 basebuilding fixtures to remain. >BP: Interior alterations to provide tenant improvements to this existing general office on the 15th floor (#1500) of this existing commercial building on site. Scope of work: Demolish select partition walls, millwork, flooring, ceiling bulkheads and lighting fixtures. New millwork, flooring, glass door/walll, movable divider wall, paint, electrical and sprinkler work. REVISION #1: Interior layout changes. Remove partition walls AND washroom. Add recessed ceiling in boardroom, drop ceiling in reception area, new storage closet. Increase in project cost by $20,000 (from $100,000 to $120,000). LLL - Nov 23/23 Building Sprinklered – Separate sprinkler permit required for proposed sprinkler work. Energy checklist is currently no longer required with your Building Permit (BP) application. Some supporting documents are still required at BP stage, specifically Envelope and HVAC, if applicable. Service Water Heating and Lighting supporting documents, if applicable, must be submitted with your related trades permits (e.g. electrical and plumbing). | Whitley Electric Ltd
EP-2022-07412 | 2022-09-27 | 1111 W HASTINGS STREET, Vancouver, BC V6E 2J3 | Electrical Permit | Commercial | Tenant Improvement | Completed | Installation / Repair - Commercial - Supply and install power for AHU. Include installation of VFD for control. -This is a straight remove and replace of the existing unit. -No unit# this is for the building owner | Sasco Contractors Ltd
SP-2022-02031 | 2022-12-07 | 1111 W HASTINGS STREET, Vancouver, BC V6E 2J3 | Sprinkler Permit | Commercial | Renovation | Completed | Commercial - Relocating 40 heads >BP: #10 - lower level Interior alterations to provide improvements for existing office tenant on the lower level (unit #10) in this existing commercial building on this site. Scope of work: remove partition walls, doors, millwork, sink, T-Bar ceiling grid, electrical and sprinkler work. Building Sprinklered - Separate sprinkler permit required for proposed sprinkler work. >>>*****This application does not include any of the following: 1. Not more than 20 sprinklers (add, relocate, or remove), 2. hydraulic calculations, 3. change in occupancy and /or hazard classification, 4. warehouse storage arrangements, 5. mobile compact storage arrangements, 6. alternative solutions, 7. changes to the sprinkler system supply piping (e.g. valves, mains, cross-mains, branch-lines, etc.), or 8. flexible sprinkler pipe. | Gisborne Industrial Construction Ltd
SP-2022-02030 | 2022-12-07 | 1111 W HASTINGS STREET, Vancouver, BC V6E 2J3 | Sprinkler Permit | Commercial | Renovation | Completed | Commercial - Relocating 30 heads >BP: #100 - 1st Floor (full floor tenant) Interior alterations to provide tenant improvements to an existing full floor office on the 1st floor (#100) of this existing commercial building on site. Scope of work: remove partition walls, doors, T-Bar ceiling grid, lighting, electrical and sprinkler work. Building Sprinklered - Separate sprinkler permit required for proposed sprinkler work. >>>*****This application does not include any of the following: 1. Not more than 20 sprinklers (add, relocate, or remove), 2. hydraulic calculations, 3. change in occupancy and /or hazard classification, 4. warehouse storage arrangements, 5. mobile compact storage arrangements, 6. alternative solutions, 7. changes to the sprinkler system supply piping (e.g. valves, mains, cross-mains, branch-lines, etc.), or 8. flexible sprinkler pipe. | Gisborne Industrial Construction Ltd
EP-2022-09904 | 2022-11-23 | 1111 W HASTINGS STREET, Vancouver, BC V6E 2J3 | Electrical Permit | Commercial | Tenant Improvement | Completed | Installation / Repair - Commercial - Demolition of walls back to source. #100 - 1st Floor (full floor tenant) Interior alterations to provide tenant improvements to an existing full floor office on the 1st floor (#100) of this existing commercial building on site. Scope of work: remove partition walls, doors, T-Bar ceiling grid, lighting, electrical and sprinkler work. | Whitley Electric Ltd
EP-2022-09905 | 2022-11-23 | 1111 W HASTINGS STREET, Vancouver, BC V6E 2J3 | Electrical Permit | Commercial | Tenant Improvement | Completed | Installation / Repair - Commercial - demolition of power in existing walls and ceiling back to source. Only demo in this job. #10 - lower level Interior alterations to provide improvements for existing office tenant on the lower level (unit #10) in this existing commercial building on this site. Scope of work: remove partition walls, doors, millwork, sink, T-Bar ceiling grid, electrical and sprinkler work. | Whitley Electric Ltd
EP-2022-10359 | 2022-12-20 | 1111 W HASTINGS STREET, Vancouver, BC V6E 2J3 | Electrical Permit | Commercial | Tenant Improvement | Completed | Installation / Repair - Commercial - UNITS #320 & 388 - Tenant improvements. Power , lighting and data | BC Electrical Services Ltd
EP-2023-00214 | 2023-01-11 | 1111 W HASTINGS STREET, Vancouver, BC V6E 2J3 | Electrical Permit | Commercial | NULL | Expired | Annual / Operating - Maintenance of existing operating electrical equipment. Note: The Class B field safety representative named on this annual permit is only responsible for the equipment that is connected to the secondary side (750 V or less) of the transformer. To perform regular maintenance on the high voltage equipment, the owner must obtain services of a licensed electrical contractor who has a Class A certified FSR named on the licence under a permit, or other persons authorized under the Safety Standards Act. | Whitley Electric Ltd
EP-2023-01408 | 2023-02-22 | 1111 W HASTINGS STREET, Vancouver, BC V6E 2J3 | Electrical Permit | Commercial | Tenant Improvement | Completed | Installation / Repair - Commercial - Voluntary upgrade of existing fire alarm system as per Bulletin 2018-004-BU/EL Option 1 - C Replace existing Fire alarm panel and annunciator with new (Same Location). Replace devices with new addressable devices. Replace pull stations with new addressable pull stations. Existing speakers to remain. This is a device for device fire alarm replacement. All existing infrastructure and wiring will be reused. Complete verification of the FA panel in conformance with CAN/ULC-S537 | Sasco Contractors Ltd
SP-2023-00266 | 2023-02-15 | 1111 W HASTINGS STREET, Vancouver, BC V6E 2J3 | Sprinkler Permit | Commercial | Renovation | Completed | Commercial - # new heads and 2 relocates >BP: #388 - 3rd floor (#320 & #388 combining) Interior alterations to combine office units #320 and #388 (retaining #388) and to provide tenant improvements for a new office tenant in this existing commercial building on this site. Scope of work: remove demising wall between the two units, remove existing partitions, walls, doors. Construct new walls, doors and glazing for new offices. Add new storage room and shower room. Install new kitchenette, electrical, plumbing and sprinkler work. *****This application does not include any of the following: 1. Not more than 20 sprinklers (add, relocate, or remove), 2. hydraulic calculations, 3. change in occupancy and /or hazard classification, 4. warehouse storage arrangements, 5. mobile compact storage arrangements, 6. alternative solutions, 7. changes to the sprinkler system supply piping (e.g. valves, mains, cross-mains, branch-lines, etc.), or 8. flexible sprinkler pipe. | BC FIRE SPRINKLERS--Gordon Knight
PP-2023-00564 | 2023-02-16 | 1111 W HASTINGS STREET, Vancouver, BC V6E 2J3 | Plumbing Permit | Commercial | Tenant Improvement | Completed | Commercial - UNIT #388 - 3RD FLOOR • To provide a rough in plumbing for the shower drain and faucet • Shower pan and faucet by others • As per discussion shower will be elevated form the floor • To install new sink in new shower room we shall use existing rough in sink to be provided by other. • To re and re existing kitchen sink and hook up dishwasher, coffee maker and fridge • We will relocate plumbing line servicing kitchen due to wall being open >BP: #388 - 3rd floor (#320 & #388 combining) Interior alterations to combine office units #320 and #388 (retaining #388) and to provide tenant improvements for a new office tenant in this existing commercial building on this site. Scope of work: remove demising wall between the two units, remove existing partitions, walls, doors. Construct new walls, doors and glazing for new offices. Add new storage room and shower room. Install new kitchenette, electrical, plumbing and sprinkler work. | Ange's Plumbing Ltd
SP-2023-00217 | 2023-02-07 | 1111 W HASTINGS STREET, Vancouver, BC V6E 2J3 | Sprinkler Permit | Commercial | Tenant Improvement | Completed | Commercial - Relocate one head and add one head >BP: Interior alterations to provide tenant improvements for this existing general office tenant on the 5th floor (#501) of this existing commercial building on site. Scope of work: Demolish existing light fixtures, new bulkhead, pot lights and sprinkler work. Building Sprinklered – Separate sprinkler permit required for proposed sprinkler work. *****This application does not include any of the following: 1. Not more than 20 sprinklers (add, relocate, or remove), 2. hydraulic calculations, 3. change in occupancy and /or hazard classification, 4. warehouse storage arrangements, 5. mobile compact storage arrangements, 6. alternative solutions, 7. changes to the sprinkler system supply piping (e.g. valves, mains, cross-mains, branch-lines, etc.), or 8. flexible sprinkler pipe. | Gisborne Industrial Construction Ltd
EP-2023-01041 | 2023-02-17 | 1111 W HASTINGS STREET, Vancouver, BC V6E 2J3 | Electrical Permit | Commercial | Tenant Improvement | Completed | Installation / Repair - Commercial - install (6) potlights and (2) switches in new dropped ceiling. >BP: Interior alterations to provide tenant improvements for this existing general office tenant on the 5th floor (#501) of this existing commercial building on site. Scope of work: Demolish existing light fixtures, new bulkhead, pot lights and sprinkler work. Building Sprinklered – Separate sprinkler permit required for proposed sprinkler work. E2 - Lighting - Upgrade to incorporate Automatic Partial OFF (per 9.4.1.1.(g) of ASHRAE 90.1-2016) Energy checklist is currently no longer required with your Building Permit (BP) application. Some supporting documents are still required at BP stage, specifically Envelope and HVAC, if applicable. Service Water Heating and Lighting supporting documents, if applicable, must be submitted with your related trades permits (e.g. electrical and plumbing). All energy upgrades will be checked during inspections stage. It is the applicant’s responsibility to identify and note all required upgrades including energy upgrades on their BP drawings at BP stage. | Whitley Electric Ltd
EP-2023-02611 | 2023-03-28 | 1111 W HASTINGS STREET, Vancouver, BC V6E 2J3 | Electrical Permit | Commercial | Tenant Improvement | Completed | Installation / Repair - Commercial - relocate 2 receptacles and installation of (1) new receptacle. >BP: #790 - 7th Floor (#790 expanding to #785) Interior alterations to provide tenant improvements on the 7th floor for an existing general office to expand unit to suite #785 (retaining #790) in this existing commercial Building. Scope of work: Remove a portion of the demising wall to create an opening between #785 & #790. Repair flooring, paint walls affected and electrical work. Building Sprinklered – Building inspector to determine on site if a separate sprinkler permit is required. | Whitley Electric Ltd
EP-2022-00644 | 2022-01-28 | 1111 W HASTINGS STREET, Vancouver, BC V6E 2J3 | Electrical Permit | Commercial | NULL | Expired | Annual / Operating - Renewal of EP-2021-00303 Valid: Jan 10 2022 to January 09, 2023 | BC Electrical Services Ltd
NULL | NULL | 1128 W HASTINGS STREET, Vancouver, BC V6E 4R5 | Electrical Permit | Commercial | Renovation | Draft | Installation / Repair - Commercial - Renovation on 3 East corner suites in the hotel as per drawings Add stair lighting. | Alpine Electric Ltd
EP-2023-01938 | 2023-03-08 | 1188 W PENDER STREET, Vancouver, BC V6E 0A2 | Electrical Permit | Commercial | NULL | Issued | Annual / Operating - RENEWAL OF ANNUAL OPERATING PERMIT FOR THE SAPPHIRE - 15KVA VALID: MAR 10/2023 TO MAR 9/2024 EXPIRED PERMIT: EP-2022-02002 | Houle Electric Limited
EP-2022-02002 | 2022-03-11 | 1188 W PENDER STREET, Vancouver, BC V6E 0A2 | Electrical Permit | Commercial | NULL | Expired | Annual / Operating - ANNUAL OPERATING PERMIT FOR THE SAPPHIRE - 15KVA -Renewal of EP-2021-02043 -Valid: March 10, 2022 - March 9, 2023 | Houle Electric Limited
PP-2023-00583 | 2023-02-21 | 1199 W PENDER STREET, Vancouver, BC V6E 2R1 | Plumbing Permit | Commercial | Tenant Improvement | Completed | Commercial - New sink location >BP: Interior alterations to provide tenant improvement to an existing general office on the 8th floor (#820) of this existing commercial building on site. Scope of work: Demolish/construct existing partitions, glazing, millwork, doors, frames. Relocate light fixtures, new paint, new kitchenette and plumbing work. | Mountain View Mechanical Ltd
SP-2023-00226 | 2023-02-07 | 1199 W PENDER STREET, Vancouver, BC V6E 2R1 | Sprinkler Permit | Commercial | Tenant Improvement | Completed | Commercial - UNIT'S #770, #775, #780, & #785 - 7TH FLOOR - Add and relocate sprinkler heads for tenant improvement. >BP: #770, #775, #780 , #785- 7th floor (demised from #700) Interior alterations to demise office unit #700 into 4 office units to be #770, #775, #780 and #785 on the 7th floor in this existing commercial building. Scope of work: construct new demising walls and remove/construct partition walls, doors, finishes, finishes, ceiling work, lighting, electrical, plumbing, mechanical and sprinkler work. *****This application does not include any of the following: 1. Not more than 20 sprinklers (add, relocate, or remove), 2. hydraulic calculations, 3. change in occupancy and /or hazard classification, 4. warehouse storage arrangements, 5. mobile compact storage arrangements, 6. alternative solutions, 7. changes to the sprinkler system supply piping (e.g. valves, mains, cross-mains, branch-lines, etc.), or 8. flexible sprinkler pipe. | Priority Fire Systems Ltd
SP-2023-00271 | 2023-02-16 | 1199 W PENDER STREET, Vancouver, BC V6E 2R1 | Sprinkler Permit | Commercial | Tenant Improvement | Completed | Commercial - UNIT #820 - 8TH FLOOR - Relocate one sprinkler head for tenant improvement. >BP: #820 - 8th Floor Interior alterations to provide tenant improvement to an existing general office on the 8th floor (#820) of this existing commercial building on site. Scope of work: Demolish/construct existing partitions, glazing, millwork, doors, frames. Relocate light fixtures, new paint, new kitchenette and plumbing work. *****This application does not include any of the following: 1. Not more than 20 sprinklers (add, relocate, or remove), 2. hydraulic calculations, 3. change in occupancy and /or hazard classification, 4. warehouse storage arrangements, 5. mobile compact storage arrangements, 6. alternative solutions, 7. changes to the sprinkler system supply piping (e.g. valves, mains, cross-mains, branch-lines, etc.), or 8. flexible sprinkler pipe. | Priority Fire Systems Ltd
PP-2023-00488 | 2023-02-13 | 1199 W PENDER STREET, Vancouver, BC V6E 2R1 | Plumbing Permit | Commercial | Tenant Improvement | Completed | Commercial - Plumbing for New kitchen sink locations >BP: #770, #775, #780 , #785- 7th floor (demised from #700) Interior alterations to demise office unit #700 into 4 office units to be #770, #775, #780 and #785 on the 7th floor in this existing commercial building. Scope of work: construct new demising walls and remove/construct partition walls, doors, finishes, finishes, ceiling work, lighting, electrical, plumbing, mechanical and sprinkler work. | Mountain View Mechanical Ltd
EP-2023-00588 | 2023-01-26 | 1199 W PENDER STREET, Vancouver, BC V6E 2R1 | Electrical Permit | Commercial | Renovation | Completed | Installation / Repair - Commercial - Distribution, General Power, Lighting & Controls, Emergency Lighting, Mechanical (Power Only), Low Voltage, Fire Alarm devices. >BP: #770, #775, #780 , #785- 7th floor (demised from #700) Interior alterations to demise office unit #700 into 4 office units to be #770, #775, #780 and #785 on the 7th floor in this existing commercial building. Scope of work: construct new demising walls and remove/construct partition walls, doors, finishes, finishes, ceiling work, lighting, electrical, plumbing, mechanical and sprinkler work. Letters of Assurance submitted by: Schedule A and Architectural Schedule B, Barry Richard Weih, Architect, ph: 604-685-3529 Mechanical and Plumbing Schedule B, Eric Cresswell, P.Eng., ph: 604-684-5995 Electrical Schedule B, Sonia Mollaei, P.Eng., ph: 778-833-0908 OK for Field Feview as per N. Jalakamalki, November 23, 2022. E2 - Lighting - Upgrade to Restricted to Manual ON (per 9.4.1.1.(b) of ASHRAE 90.1-2016) Energy checklist is currently no longer required with your Building Permit (BP) application. Some supporting documents are still required at BP stage, specifically Envelope and HVAC, if applicable. Service Water Heating and Lighting supporting documents, if applicable, must be submitted with your related trades permits (e.g. electrical and plumbing). All energy upgrades will be checked during inspections stage. It is the applicant’s responsibility to identify and note all required upgrades including energy upgrades on their BP drawings at BP stage. | Kato Electrical Inc
EP-2023-00486 | 2023-01-20 | 1199 W PENDER STREET, Vancouver, BC V6E 2R1 | Electrical Permit | Commercial | Renovation | Completed | Installation / Repair - Commercial - Add new circuits; Add branch wiring for receptacles; Install lighting; Install lighting controls; Install exit/Em; Make connection to Hot water tank; Install patch panel and relocate data drops >BP: Interior alterations to provide tenant improvement to an existing general office on the 8th floor (#820) of this existing commercial building on site. Scope of work: Demolish/construct existing partitions, glazing, millwork, doors, frames. Relocate light fixtures, new paint, new kitchenette and plumbing work. Building Sprinklered – Building inspector to determine on site if a separate sprinkler permit is required. E2 – Lighting – 4) Upgrade to bilevel Lighting Control Energy checklist is currently no longer required with your Building Permit (BP) application. Some supporting documents are still required at BP stage, specifically Envelope and HVAC, if applicable. Service Water Heating and Lighting supporting documents, if applicable, must be submitted with your related trades permits (e.g. electrical and plumbing). All energy upgrades will be checked during inspections stage. It is the applicant’s responsibility to identify and note all required upgrades including energy upgrades on their BP drawings at BP stage. | Leading Edge Electric Inc
EP-2022-07986 | 2022-09-23 | 1199 W PENDER STREET, Vancouver, BC V6E 2R1 | Electrical Permit | Commercial | Tenant Improvement | Completed | Installation / Repair - Commercial - swapping old fluorescent lighting for new low-voltage architectural lighting in an open architecture office | New Moon Electric Ltd
NULL | NULL | 1199 W PENDER STREET, Vancouver, BC V6E 2R1 | Electrical Permit | Commercial | Tenant Improvement | Withdrawn | Installation / Repair - Commercial - Replacing fluorescent lights in t-bar ceiling with low-voltage architectural lighting. Simply re-using existing switch legs; no new wiring required. | New Moon Electric Ltd
NULL | NULL | 1199 W PENDER STREET, Vancouver, BC V6E 2R1 | Electrical Permit | Commercial | Renovation | Withdrawn | Installation / Repair - Commercial - speakers | NULL
SP-2023-02233 | 2023-12-18 | 1199 W PENDER STREET, Vancouver, BC V6E 2R1 | Sprinkler Permit | Commercial | Tenant Improvement | Issued | Commercial - Sprinkler TI >BP: #400 - 4th floor Interior alterations to provide improvements for a new office tenant on the 4th floor (#400) of this existing commercial building on this site. Scope of work: remove all partition walls, doors, millwork, finishes, and install new partition walls for boardroom, and kitchen lunch room area. For Plan Sketch and Under 20 sprinkler heads TI *****This application does not include any of the following: 1. Not more than 20 sprinklers (add, relocate, or remove), 2. hydraulic calculations, 3. change in occupancy and /or hazard classification, 4. warehouse storage arrangements, 5. mobile compact storage arrangements, 6. alternative solutions, 7. changes to the sprinkler system supply piping (e.g. valves, mains, cross-mains, branch-lines, etc.), or 8. flexible sprinkler pipe. | BLACK TUSK FIRE & SECURITY
SP-2023-01930 | 2023-10-19 | 1199 W PENDER STREET, Vancouver, BC V6E 2R1 | Sprinkler Permit | Commercial | Tenant Improvement | Issued | Commercial - Relocate sprinkler heads for tenant improvement. >BP: #900 - 9th Floor Interior alterations to demolish all interior walls from this existing office space on the 9th floor (#900) and put the unit back into base building structure in this existing commercial building on this site. Scope: Demolish entire suite, remove all walls, flooring, door frames, existing t-bar and finishes. Construct new walls, doors for two toilet rooms, electrical, plumbing & sprinkler work to suit. Separate permit required for future tenant improvements. Building Sprinklered – Separate sprinkler permit required for proposed sprinkler work *****This application does not include any of the following: 1. Not more than 20 sprinklers (add, relocate, or remove), 2. hydraulic calculations, 3. change in occupancy and /or hazard classification, 4. warehouse storage arrangements, 5. mobile compact storage arrangements, 6. alternative solutions, 7. changes to the sprinkler system supply piping (e.g. valves, mains, cross-mains, branch-lines, etc.), or 8. flexible sprinkler pipe. | Priority Fire Systems Ltd
NULL | NULL | 1199 W PENDER STREET, Vancouver, BC V6E 2R1 | Sprinkler Permit | NULL | NULL | Draft | Commercial - Relocatin 2 sprinkler heads and adding 2 new sprinkler heads | BLACK TUSK FIRE & SECURITY
SP-2023-02014 | NULL | 1199 W PENDER STREET, Vancouver, BC V6E 2R1 | Sprinkler Permit | Commercial | Tenant Improvement | Application Incomplete | Commercial - adding 2 new sprinkler head and relocating 2 sprinkler head >BP: *****This application does not include any of the following: 1. Not more than 20 sprinklers (add, relocate, or remove), 2. hydraulic calculations, 3. change in occupancy and /or hazard classification, 4. warehouse storage arrangements, 5. mobile compact storage arrangements, 6. alternative solutions, 7. changes to the sprinkler system supply piping (e.g. valves, mains, cross-mains, branch-lines, etc.), or 8. flexible sprinkler pipe. | BLACK TUSK FIRE & SECURITY
EP-2023-10197 | 2023-11-27 | 1199 W PENDER STREET, Vancouver, BC V6E 2R1 | Electrical Permit | Commercial | Renovation | Issued | Installation / Repair - Commercial - Demolition, installation of new Branch Circuit Wiring, lighting and Mechanical (Power Only), Fire Alarm devices , Existing Distribution, installation of LV Data, Com.and re verification. >BP: #400 - 4th floor Interior alterations to provide improvements for a new office tenant on the 4th floor (#400) of this existing commercial building on this site. Scope of work: remove all partition walls, doors, millwork, finishes, and install new partition walls for boardroom, and kitchen lunch room area. Letters of Assurance submitted: - Schedule A - Jaesung Jung; Architect, AIBC. ph#604-842-6280. - Architectural Schedule B - Jaesung Jung; Architect, AIBC. ph#604-842-6280. - Electrical Schedule B - Ziyu Fan, P. Eng., ph#604-370-3661. - Mechanical/Plumbing Schedule B - Laurent Shiu, P.Eng., ph#778-708-2491 | Kato Electrical Inc
EP-2023-10122 | 2023-11-23 | 1199 W PENDER STREET, Vancouver, BC V6E 2R1 | Electrical Permit | Commercial | Renovation | Issued | Installation / Repair - Commercial - Supply & Install Power to canopy lighting.No relation to signage. Its new just new lighting for an area described as "under-lit" the Electrical Engineer (AES) and Landlord | Action Electric Ltd
PP-2023-03965 | 2023-11-20 | 1199 W PENDER STREET, Vancouver, BC V6E 2R1 | Plumbing Permit | Commercial | Tenant Improvement | Issued | Commercial - To add HWT and kitchen sink >BP: #400 - 4th floor Interior alterations to provide improvements for a new office tenant on the 4th floor (#400) of this existing commercial building on this site. Scope of work: remove all partition walls, doors, millwork, finishes, and install new partition walls for boardroom, and kitchen lunch room area. | Afstar Mechanical Ltd
EP-2023-08734 | 2023-09-27 | 1199 W PENDER STREET, Vancouver, BC V6E 2R1 | Electrical Permit | Commercial | Renovation | Completed | Installation / Repair - Commercial - Relocate receptacles and switch. Installation of branch circuit for hot water tank. >BP: Interior alterations to provide improvements for an existing office tenant on the 5th floor (#590) in this existing commercial building. Scope of work: remove GWB walls to change layout for new kitchenette, GWB and glazing of walls, new carpet, finishes, & paint & GFI electrical outlets. No changes to light fixtures, mechanical items and sprinklers to remain as is. REVISION #1: to change the applicant from Carlos Soriano to Mario Botero and the contractor from VPAC Construction Group Ltd to QualiFast Contracting Ltd. May 9, 2023 mlh *District Building Inspector to determine if a Special Sprinkler Inspection is required. Energy checklist is currently no longer required with your Building Permit (BP) application. Some supporting documents are still required at BP stage, specifically Envelope and HVAC, if applicable. Service Water Heating and Lighting supporting documents, if applicable, must be submitted with your related trades permits (e.g. electrical and plumbing). | TKG Electic Ltd
PP-2023-03207 | 2023-09-11 | 1199 W PENDER STREET, Vancouver, BC V6E 2R1 | Plumbing Permit | Commercial | Tenant Improvement | Completed | Commercial - SUITE #900 - 9TH FLOOR - new bathrooms for tenant >BP: #900 - 9th Floor Interior alterations to demolish all interior walls from this existing office space on the 9th floor (#900) and put the unit back into base building structure in this existing commercial building on this site. Scope: Demolish entire suite, remove all walls, flooring, door frames, existing t-bar and finishes. Construct new walls, doors for two toilet rooms, electrical, plumbing & sprinkler work to suit. | PACIFIC FLO MECHANICAL
PP-2023-03169 | 2023-09-08 | 1199 W PENDER STREET, Vancouver, BC V6E 2R1 | Plumbing Permit | Commercial | Tenant Improvement | Completed | Commercial - Sink and dishwasher to be added. As well as a suspended hot water tank >BP: #590 - 5th floor Interior alterations to provide improvements for an existing office tenant on the 5th floor (#590) in this existing commercial building. Scope of work: remove GWB walls to change layout for new kitchenette, GWB and glazing of walls, new carpet, finishes, & paint & GFI electrical outlets. No changes to light fixtures, mechanical items and sprinklers to remain as is. | Oceanfront Plumbing Inc
EP-2023-07622 | 2023-08-22 | 1199 W PENDER STREET, Vancouver, BC V6E 2R1 | Electrical Permit | Commercial | Renovation | Completed | Installation / Repair - Commercial - Install Wiremold; receptacles; cat6 data drops; Re&re thermostat. | Leading Edge Electric Inc
EP-2023-07503 | 2023-08-17 | 1199 W PENDER STREET, Vancouver, BC V6E 2R1 | Electrical Permit | Commercial | Renovation | Completed | Installation / Repair - Commercial - Supply & install dedicated ccts for office space >Permit Amendment Aug 29, 2023 -"Add Subpanel" | Action Electric Ltd
EP-2023-08030 | 2023-09-05 | 1199 W PENDER STREET, Vancouver, BC V6E 2R1 | Electrical Permit | Commercial | Renovation | Completed | Installation / Repair - Commercial - Demolition, installation of Branch Circuit Wiring and Mechanical (Power Only), Fire Alarm devices RE/RE, Existing Distribution, installation of LV Data, Com. >BP: #900 - 9th Floor Interior alterations to demolish all interior walls from this existing office space on the 9th floor (#900) and put the unit back into base building structure in this existing commercial building on this site. Scope: Demolish entire suite, remove all walls, flooring, door frames, existing t-bar and finishes. Construct new walls, doors for two toilet rooms, electrical, plumbing & sprinkler work to suit. Separate permit required for future tenant improvements. | Kato Electrical Inc
NULL | NULL | 1201 W PENDER STREET, Vancouver, BC V6E 2V2 | Electrical Permit | Commercial | Renovation | Withdrawn | Installation / Repair - Commercial | F & S Electrical Ltd
EP-2023-10107 | 2023-11-27 | 1201 W PENDER STREET, Vancouver, BC V6E 2V2 | Electrical Permit | Commercial | Renovation | Completed | Installation / Repair - Commercial - Added new plugs in the new walls, new vacancy switches for existing lighting only. No alterations to lighting existing to remain. >BP: #310 - demising into #310 & #320 Interior alterations to the 3rd floor to demise unit #310 into two units (to be #310 & #320) and provide improvements for a new office tenant in #310 in this existing commercial building on this site. Scope of work: new demising wall and furr out wall for new kitchenette in #310. See Separate Tenant improvement permit for #320 under BP-2023-03221 *District Building Inspector to determine if a Special Sprinkler Inspection is required. Energy checklist is currently no longer required with your Building Permit (BP) application. Some supporting documents are still required at BP stage, specifically Envelope and HVAC, if applicable. Service Water Heating and Lighting supporting documents, if applicable, must be submitted with your related trades permits (e.g. electrical and plumbing | F & S Electrical Ltd
EP-2023-09762 | 2023-11-07 | 1201 W PENDER STREET, Vancouver, BC V6E 2V2 | Electrical Permit | Commercial | Tenant Improvement | Completed | Installation / Repair - Commercial - Office tenant improvement project. Adding receptacles and data outlets. Motion switches for offices. Existing lighting to remain, no new lighting being installed. >BP: #320 - 3rd Floor (demised from #310) Interior alterations to provide tenant improvements for a new tenant on the 3rd floor (#320) only in this existing commercial building on this site. Scope of work: Tenant build-out includes new partition walls for new offices, boardroom, production room, new doors, glazing, paint, finishes and electrical work. REVISION #1: Change in work description (internal) - SEE BP-2023-03408 FOR THE DEMISING WALL SCOPE. - Oct 19/23 - LLL TENANT: Murray Jamieson Building Sprinklered – Building inspector to determine on site if a separate sprinkler permit is required. Energy checklist is currently no longer required with your Building Permit (BP) application. Some supporting documents are still required at BP stage, specifically Envelope and HVAC, if applicable. Service Water Heating and Lighting supporting documents, if applicable, must be submitted with your related trades permits (e.g. electrical and plumbing). | APP Electric Inc
PP-2023-03904 | 2023-11-06 | 1201 W PENDER STREET, Vancouver, BC V6E 2V2 | Plumbing Permit | Commercial | Tenant Improvement | Completed | Commercial - Rough in plumbing for one sink and dishwasher. >BP: 310 - demising into #310 & #320 Interior alterations to the 3rd floor to demise unit #310 into two units (to be #310 & #320) and provide improvements for a new office tenant in #310 in this existing commercial building on this site. Scope of work: new demising wall and furr out wall for new kitchenette in #310. | Unique Plumbing Ltd
SP-2023-02017 | 2023-11-02 | 1201 W PENDER STREET, Vancouver, BC V6E 2V2 | Sprinkler Permit | Commercial | Tenant Improvement | Completed | Commercial - relocate and add heads to accommodate new walls >BP: #310 - demising into #310 & #320 Interior alterations to the 3rd floor to demise unit #310 into two units (to be #310 & #320) and provide improvements for a new office tenant in #310 in this existing commercial building on this site. Scope of work: new demising wall and furr out wall for new kitchenette in #310. See Separate Tenant improvement permit for #320 under BP-2023-03221 *****This application does not include any of the following: 1. Not more than 20 sprinklers (add, relocate, or remove), 2. hydraulic calculations, 3. change in occupancy and /or hazard classification, 4. warehouse storage arrangements, 5. mobile compact storage arrangements, 6. alternative solutions, 7. changes to the sprinkler system supply piping (e.g. valves, mains, cross-mains, branch-lines, etc.), or 8. flexible sprinkler pipe. | Five Star Fire Protection Ltd
PP-2023-03859 | 2023-11-03 | 1201 W PENDER STREET, Vancouver, BC V6E 2V2 | Plumbing Permit | Commercial | Tenant Improvement | Completed | Commercial - Install trap arm for kitchen sink and waterlines install at finishing a sink and dishwasher >BP: #320 - 3rd Floor (demised from #310) Interior alterations to provide tenant improvements for a new tenant on the 3rd floor (#320) only in this existing commercial building on this site. Scope of work: Tenant build-out includes new partition walls for new offices, boardroom, production room, new doors, glazing, paint, finishes and electrical work. | VANMECH PLUMBING & HEATING LTD.
EP-2023-10667 | 2023-11-29 | 1201 W PENDER STREET, Vancouver, BC V6E 2V2 | Electrical Permit | Commercial | Addition | Completed | Installation / Repair - Commercial - Alarm Install - only complete alarm panel >BP: #320 - 3rd Floor (demised from #310) Interior alterations to provide tenant improvements for a new tenant on the 3rd floor (#320) only in this existing commercial building on this site. Scope of work: Tenant build-out includes new partition walls for new offices, boardroom, production room, new doors, glazing, paint, finishes and electrical work. REVISION #1: Change in work description (internal) - SEE BP-2023-03408 FOR THE DEMISING WALL SCOPE. - Oct 19/23 - LLL TENANT: Murray Jamieson Building Sprinklered – Building inspector to determine on site if a separate sprinkler permit is required. Energy checklist is currently no longer required with your Building Permit (BP) application. Some supporting documents are still required at BP stage, specifically Envelope and HVAC, if applicable. Service Water Heating and Lighting supporting documents, if applicable, must be submitted with your related trades permits (e.g. electrical and plumbing). | Atlas Alarms Ltd
EP-2022-05550 | 2022-06-30 | 1201 W PENDER STREET, Vancouver, BC V6E 2V2 | Electrical Permit | Commercial | Renovation | Completed | Installation / Repair - Commercial - Relocation of server data rack Power Circuit for microwave | Kato Electrical Inc
EP-2022-10711 | 2022-12-20 | 1201 W PENDER STREET, Vancouver, BC V6E 2V2 | Electrical Permit | Commercial | Addition | Issued | Installation / Repair - Commercial - Access Control System upgrade. -Comm room No Mag Locks Site Contact - Amir Hejazi - 604 922 9203 | PALADIN TECHNOLOGIES INC
SP-2022-02085 | 2022-12-15 | 1201 W PENDER STREET, Vancouver, BC V6E 2V2 | Sprinkler Permit | Commercial | Tenant Improvement | Completed | Commercial - Remove 4 sprinkler heads for proper coverage >BP: Interior alterations to remove all non loadbearing partitions and finishes on the 3rd floor (#300) to return to office shell space for a future tenant in this existing commercial building. Scope of Work: Interior demolition of all partition walls, doors, glazing, millwork, floor finishes and electrical work. *****This application does not include any of the following: 1. Not more than 20 sprinklers (add, relocate, or remove), 2. hydraulic calculations, 3. change in occupancy and /or hazard classification, 4. warehouse storage arrangements, 5. mobile compact storage arrangements, 6. alternative solutions, 7. changes to the sprinkler system supply piping (e.g. valves, mains, cross-mains, branch-lines, etc.), or 8. flexible sprinkler pipe. | Alpine Sprinkler Systems Ltd
SP-2023-00374 | 2023-04-03 | 1201 W PENDER STREET, Vancouver, BC V6E 2V2 | Sprinkler Permit | Commercial | Tenant Improvement | Completed | Commercial - Add and relocate sprinkler heads to make space legal. >BP: Interior alterations to demise this existing office shell space into two office units and provide tenant improvements to one of the newly created units on the 3rd floor of this existing commercial building. The scope includes to add a public corridor and elevator lobby. *****This application does not include any of the following: 1. Not more than 20 sprinklers (add, relocate, or remove), 2. hydraulic calculations, 3. change in occupancy and /or hazard classification, 4. warehouse storage arrangements, 5. mobile compact storage arrangements, 6. alternative solutions, 7. changes to the sprinkler system supply piping (e.g. valves, mains, cross-mains, branch-lines, etc.), or 8. flexible sprinkler pipe | Alpine Sprinkler Systems Ltd
EP-2023-02524 | 2023-03-24 | 1201 W PENDER STREET, Vancouver, BC V6E 2V2 | Electrical Permit | Commercial | NULL | Issued | Annual / Operating - Annual / Operating - annual operating permit Renewal of EP-2022-02511 Valid Mar 25, 2023 - Mar 24, 2024 | Power Pros Electrical Ltd
PP-2023-01411 | 2023-04-21 | 1201 W PENDER STREET, Vancouver, BC V6E 2V2 | Plumbing Permit | Commercial | Renovation | Completed | Commercial - rough in d/w/v in 1 1/2" cast iron and tie into existing 1 1/2" copper drain below and 1 1/12" vent inside unit, rough in dcw in 1/2" & dhw in 3/4" type l copper from existing 3/4" shut offs >BP: Interior alterations to demise this existing office shell space into two office units and provide tenant improvements to one of the newly created units on the 3rd floor of this existing commercial building. The scope includes to add a public corridor and elevator lobby. | Benchmark Mechanical Ltd
EP-2023-03396 | 2023-04-19 | 1201 W PENDER STREET, Vancouver, BC V6E 2V2 | Electrical Permit | Commercial | Tenant Improvement | Completed | Installation / Repair - Commercial - Tenant Improvement. New outlets, Data, Fire alarm devices relocation, new pot-lights. >BP: Interior alterations to demise this existing office shell space into two office units and provide tenant improvements to one of the newly created units on the 3rd floor of this existing commercial building. The scope includes to add a public corridor and elevator lobby. | Consolidated Electrical Installations Ltd
EP-2022-01884 | 2022-03-08 | 1201 W PENDER STREET, Vancouver, BC V6E 2V2 | Electrical Permit | Commercial | Tenant Improvement | Completed | Installation / Repair - Commercial - Installation of 3 vacancy sensors and run 10 data wires. No lighting changes. All wiring was fished in. >BP: Interior alterations to expand #205 into #206 (retaining #205) for a new office tenant in this existing commercial building on this site. Scope of Work: remove a portion of the demising wall, pony wall and window, finishes and electrical work. REVISION #1: interior layout changes to add an office, door and side lite and to increase the project value from $18,000.00 to $25,000.00. Dec. 14, 2021 mlh TENANT: Peace Hills Insurance OK for Field Review per J. Bal - Oct. 5, 2021 Building Sprinklered - No sprinkler permit required per DBI. E2 - Lighting - Upgrade to Local Control (per 9.4.1.1 (a) of ASHRAE 90.1-2016 Energy checklist is currently no longer required with your Building Permit (BP) application. Some supporting documents are still required at BP stage, specifically Envelope and HVAC, if applicable. Service Water Heating and Lighting supporting documents, if applicable, must be submitted with your related trades permits (e.g. electrical and plumbing). All energy upgrades will be checked during inspections stage. It is the applicant's responsibility to identify and note all required upgrades including energy upgrades on their BP drawings at BP stage. | F & S Electrical Ltd
EP-2022-02511 | 2022-03-29 | 1201 W PENDER STREET, Vancouver, BC V6E 2V2 | Electrical Permit | Commercial | NULL | Expired | Annual / Operating - Annual / Operating - annual operating permit Valid Mar 25, 2022 - Mar 24, 2023 Renewal of EP-2021-04295 | Power Pros Electrical Ltd
EP-2022-04814 | 2022-06-09 | 1285 W PENDER STREET, Vancouver, BC V6E 4B1 | Electrical Permit | Commercial | Tenant Improvement | Completed | Installation / Repair - Commercial - UNIT #500 - 5TH FLOOR - Tenant Improvement #500 - 5th floor Interior alterations to provide tenant improvements for a new office tenant and to validate the work without permit to combine office units #520 and #590 (becoming #500) in this existing Municipally Designated Heritage "A" commercial building on this site. Scope of work: remove demising walls to combine #520 and #590, remove/construct partition walls, doors, new staff washroom, millwork, finishes, HVAC, electrical, mechanical, plumbing and sprinkler work. TENANT: Charlwood International Corp. | Mott Electric General Partnership
PP-2022-02516 | 2022-07-19 | 1285 W PENDER STREET, Vancouver, BC V6E 4B1 | Plumbing Permit | Commercial | Tenant Improvement | Completed | Commercial - Add 1 WC, 1 basin, 1 shower, 1 sink, 1 floor drain | Aquarius Mechanical Services Inc
SP-2022-01176 | 2022-07-25 | 1285 W PENDER STREET, Vancouver, BC V6E 4B1 | Sprinkler Permit | Commercial | Tenant Improvement | Completed | Commercial - UNIT #500 - Add, Relocate and Replace. #500 - 5th floor Interior alterations to provide tenant improvements for a new office tenant and to validate the work without permit to combine office units #520 and #590 (becoming #500) in this existing Municipally Designated Heritage "A" commercial building on this site. Scope of work: remove demising walls to combine #520 and #590, remove/construct partition walls, doors, new staff washroom, millwork, finishes, HVAC, electrical, mechanical, plumbing and sprinkler work. *****This application does not include any of the following: 1. Not more than 20 sprinklers (add, relocate, or remove), 2. hydraulic calculations, 3. change in occupancy and /or hazard classification, 4. warehouse storage arrangements, 5. mobile compact storage arrangements, 6. alternative solutions, 7. changes to the sprinkler system supply piping (e.g. valves, mains, cross-mains, branch-lines, etc.), or 8. flexible sprinkler pipe. | Viking Fire Protection Inc
NULL | NULL | 1040 W GEORGIA STREET, Vancouver, BC V6E 4H1 | Electrical Permit | Commercial | Tenant Improvement | Draft | Installation / Repair - Commercial - Upgrade of existing parkade lighting to new LED | Corporate Electric Limited
EP-2022-10598 | 2022-12-16 | 1040 W GEORGIA STREET, Vancouver, BC V6E 4H1 | Electrical Permit | Commercial | Renovation | Completed | Installation / Repair - Commercial - provide power to fascia signage. Refer to sign permit SI-2022-00216 | Corporate Electric Limited
EP-2022-10599 | 2022-12-16 | 1040 W GEORGIA STREET, Vancouver, BC V6E 4H1 | Electrical Permit | Commercial | Renovation | Completed | Installation / Repair - Commercial - provide power to fascia signage. Refer to sign permit SI-2022-00179 | Corporate Electric Limited
EP-2022-08807 | 2022-10-18 | 1040 W GEORGIA STREET, Vancouver, BC V6E 4H1 | Electrical Permit | Commercial | NULL | Expired | Annual / Operating - Electrical Annual Permit (Operating Permit) for the maintenance and operation of electrical equipment. | Corporate Electric Limited
EP-2022-09041 | 2022-10-25 | 1040 W GEORGIA STREET, Vancouver, BC V6E 4H1 | Electrical Permit | Commercial | Tenant Improvement | Completed | Installation / Repair - Commercial - Tenant improvement work including low voltage data cabling >BP: Interior alterations to provide tenant improvements for a new multi-floor office tenant on the 15th floor (#1500) in this commercial building Scope of work: complete tenant fit out to shell space. see BP-2021-01362 for demo. TENANT: Megan Mugford c/o Canadian Western Bank OK for Field Review per Kim V - Dec 17/21 E2 - HVAC - Clean and Balance all Air Systems (per 6.7.2.3.2 of ASHRAE 90.1-2016) Letters of Assurance submitted: Schedule A by Paul Anderson, Architect, AICB. Ph#780.424.0421 Architectural Schedule B by Paul Anderson, Architect, AICB. Ph#780.424.0421 Electrical Schedule B by David Yee, P.Eng. ph#780-757-2412 Mechanical/Plumbing Schedule B by Denis Nowak, P.Eng. ph#780-423-0449. Energy checklist is currently no longer required with your Building Permit (BP) application. Some supporting documents are still required at BP stage, specifically Envelope and HVAC, if applicable. Service Water Heating and Lighting supporting documents, if applicable, must be submitted with your related trades permits (e.g. electrical and plumbing). All energy upgrades will be checked during inspections stage. It is the applicant's responsibility to identify and note all required upgrades including energy upgrades on their BP drawings at BP stage. | Sasco Contractors Ltd
EP-2022-09045 | 2022-10-25 | 1040 W GEORGIA STREET, Vancouver, BC V6E 4H1 | Electrical Permit | Commercial | Tenant Improvement | Completed | Installation / Repair - Commercial - Tenant improvement work including low voltage data cabling >BP: Interior alterations to provide tenant improvements for a new multi-floor office tenant on the 17th floor (#1750) in this commercial building Scope of work: complete tenant fit out to shell space. TENANT: Megan Mugford c/o Canadian Western Bank | Sasco Contractors Ltd
EP-2022-09044 | 2022-10-25 | 1040 W GEORGIA STREET, Vancouver, BC V6E 4H1 | Electrical Permit | Commercial | Tenant Improvement | Completed | Installation / Repair - Commercial - Tenant improvement work including low voltage data cabling >BP: Interior alterations to provide tenant improvements for a new multi-floor office tenant on the 16th floor (#1600) in this commercial building Scope of work: complete tenant fit out to shell space. TENANT: Megan Mugford c/o Canadian Western Bank | Sasco Contractors Ltd
EP-2023-03113 | 2023-04-12 | 1040 W GEORGIA STREET, Vancouver, BC V6E 4H1 | Electrical Permit | Commercial | Renovation | Completed | Installation / Repair - Commercial - Suite 1850: Adding 1x new access door to the system. | Houle Electric Limited
SP-2023-01208 | 2023-07-07 | 1040 W GEORGIA STREET, Vancouver, BC V6E 4H1 | Sprinkler Permit | Commercial | Tenant Improvement | Issued | Commercial - Relocate sprinkler heads for building lobbies renovation. >BP: Lobby - Ground Floor and Second Floor Exterior and interior alterations to provide improvement to the lobby on the ground and second floor of this commercial building on this site. Scope of work includes removal and adding new walls on ground floor, new floor finishes, electrical work, new guardrails on second floor and exterior work to remove and relocate the entry doors. OK for DB per K.Vogt, December 20, 2019 OK for field review per W.Wong, December 20, 2019 CRP Schedule A & Architectural Schedule B submitted by John E. Gustavson, 604.687.2511 Mechanical Schedule B submitted by Richard Yam, P.Eng., 604.591.2766 Electrical Schedule B submitted by Adam Franklin, P.Eng., 604.298.4858 Note: Energy trigger chosen; L2 - Lighting - Upgrade all Automatic Daylighting Responsive Controls for Sidelighting (per 9.4.1.1.(e) of ASHRAE 90.1-2016) For Plan Sketch and Under 20 sprinkler heads TI *****This application does not include any of the following: 1. Not more than 20 sprinklers (add, relocate, or remove), 2. hydraulic calculations, 3. change in occupancy and /or hazard classification, 4. warehouse storage arrangements, 5. mobile compact storage arrangements, 6. alternative solutions, 7. changes to the sprinkler system supply piping (e.g. valves, mains, cross-mains, branch-lines, etc.), or 8. flexible sprinkler pipe. | Priority Fire Systems Ltd
EP-2024-00336 | 2024-01-18 | 1040 W GEORGIA STREET, Vancouver, BC V6E 4H1 | Electrical Permit | Commercial | Renovation | Issued | Installation / Repair - Commercial - Lobby Renovation - Demo old Lighting - Install new Lighting and lighting Control - Install new exit signs - Re-Re Fire Alarm speakers >BP: Lobby - Ground Floor and Second Floor Exterior and interior alterations to provide improvement to the lobby on the ground and second floor of this commercial building on this site. Scope of work includes removal and adding new walls on ground floor, new floor finishes, electrical work, new guardrails on second floor and exterior work to remove and relocate the entry doors. | Corporate Electric Limited
EP-2023-09430 | 2023-10-31 | 1040 W GEORGIA STREET, Vancouver, BC V6E 4H1 | Electrical Permit | Commercial | New | Completed | Installation / Repair - Commercial - Install 1x access control to main door on 4th floor.No mag locks and no FA attached to this access control - its a strike lock only | Houle Electric Limited
EP-2023-09502 | 2023-10-23 | 1040 W GEORGIA STREET, Vancouver, BC V6E 4H1 | Electrical Permit | Commercial | NULL | Issued | Annual / Operating - Electrical Annual Permit (Operating Permit) for the maintenance and operation of electrical equipment. Renewal of EP-2022-08807 Valid: Oct 18, 2023 to Oct 17, 2024 | Corporate Electric Limited
EP-2022-05131 | 2022-06-17 | 1040 W GEORGIA STREET, Vancouver, BC V6E 4H1 | Electrical Permit | Commercial | Tenant Improvement | Completed | Installation / Repair - Commercial - Installation of sound masking devices and cables >BP: #1750 - 17th floor (expanding into a portion of #1700 & add #1720) Interior alterations to expand #1750 into a portion of #1700 and then to demise this expanded area into (#1750 & #1720) and provide tenant improvements for a new office tenant in both #1750 & #1720 (same tenant) in this existing commercial building on this site. Scope of work: removal/relocate demising wall and complete tenant fit out to shell space. See BP-2021-01362 for demo. REVISION #1 - change project description to include adding an additional unit number to the expanded area (#1720). One entry from corridor will go into a vestibule that can access #1750 or #1720. Same tenant in both units. May 6/22 mk TENANT: Canadian Western Bank Letters of Assurance submitted by: Schedule A and Architectural Schedule B, Paul Anderson, Architect, ph: 780-424-0421 Mechanical and Plumbing Schedule B, Denis Nowak, P.Eng., ph: 780-423-0449 Electrical Schedule B, David Yee, P.Eng., ph: 780-757-2412 OK For Field Review per K. Vogt - Jan 11, 2022 E2 - HVAC - Clean and Balance all Air Systems (per 6.7.3.2 of ASHRAE 90.1-2016 Energy checklist is currently no longer required with your Building Permit (BP) application. Some supporting documents are still required at BP stage, specifically Envelope and HVAC, if applicable. Service Water Heating and Lighting supporting documents, if applicable, must be submitted with your related trades permits (e.g. electrical and plumbing). All energy upgrades will be checked during inspections stage. It is the applicant's responsibility to identify and note all required upgrades including energy upgrades on their BP drawings at BP stage. | BTM Marketing Group Ltd
EP-2022-04807 | 2022-06-09 | 1040 W GEORGIA STREET, Vancouver, BC V6E 4H1 | Electrical Permit | Commercial | New | Completed | Installation / Repair - Commercial - 15TH FLOOR - Installation of sound masking devices and cables #1500 - 15th floor Interior alterations to provide tenant improvements for a new multi-floor office tenant on the 15th floor (#1500) in this commercial building Scope of work: complete tenant fit out to shell space. see BP-2021-01362 for demo. TENANT: Megan Mugford c/o Canadian Western Bank | BTM Marketing Group Ltd
EP-2022-05133 | 2022-06-17 | 1040 W GEORGIA STREET, Vancouver, BC V6E 4H1 | Electrical Permit | Commercial | Tenant Improvement | Completed | Installation / Repair - Commercial - Installation of sound masking devices and cables >BP: #1600 - 16th floor Interior alterations to provide tenant improvements for a new multi-floor office tenant on the 16th floor (#1600) in this commercial building Scope of work: complete tenant fit out to shell space. see BP-2021-01362 for demo. TENANT: Megan Mugford c/o Canadian Western Bank OK for Field Review per Kim V - Dec 17/21 E2 - HVAC - Clean and Balance all Air Systems (per 6.7.2.3.2 of ASHRAE 90.1-2016) Letters of Assurance submitted: Schedule A by Paul Anderson, Architect, AICB. Ph#780.424.0421 Architectural Schedule B by Paul Anderson, Architect, AICB. Ph#780.424.0421 Structural Schedule By Dan Kunimoto, P.Eng. Ph#604-298-5954 Electrical Schedule B by David Yee, P.Eng. ph#780-757-2412 Mechanical/Plumbing Schedule B by Denis Nowak, P.Eng. ph#780-423-0449. Energy checklist is currently no longer required with your Building Permit (BP) application. Some supporting documents are still required at BP stage, specifically Envelope and HVAC, if applicable. Service Water Heating and Lighting supporting documents, if applicable, must be submitted with your related trades permits (e.g. electrical and plumbing). All energy upgrades will be checked during inspections stage. It is the applicant's responsibility to identify and note all required upgrades including energy upgrades on their BP drawings at BP stage. | BTM Marketing Group Ltd
EP-2022-02792 | 2022-04-06 | 1040 W GEORGIA STREET, Vancouver, BC V6E 4H1 | Electrical Permit | Commercial | Renovation | Completed | Installation / Repair - Commercial - Low Voltage Audio Visual Installation >BP: #1500 - 15th floor Interior alterations to provide tenant improvements for a new multi-floor office tenant on the 15th floor (#1500) in this commercial building Scope of work: complete tenant fit out to shell space. see BP-2021-01362 for demo. TENANT: Megan Mugford c/o Canadian Western Bank OK for Field Review per Kim V - Dec 17/21 E2 - HVAC - Clean and Balance all Air Systems (per 6.7.2.3.2 of ASHRAE 90.1-2016) Letters of Assurance submitted: Schedule A by Paul Anderson, Architect, AICB. Ph#780.424.0421 Architectural Schedule B by Paul Anderson, Architect, AICB. Ph#780.424.0421 Electrical Schedule B by David Yee, P.Eng. ph#780-757-2412 Mechanical/Plumbing Schedule B by Denis Nowak, P.Eng. ph#780-423-0449. Energy checklist is currently no longer required with your Building Permit (BP) application. Some supporting documents are still required at BP stage, specifically Envelope and HVAC, if applicable. Service Water Heating and Lighting supporting documents, if applicable, must be submitted with your related trades permits (e.g. electrical and plumbing). All energy upgrades will be checked during inspections stage. It is the applicant's responsibility to identify and note all required upgrades including energy upgrades on their BP drawings at BP stage. | AV Solutions BC Ltd
EP-2022-02793 | 2022-04-06 | 1040 W GEORGIA STREET, Vancouver, BC V6E 4H1 | Electrical Permit | Commercial | Renovation | Completed | Installation / Repair - Commercial - Low Voltage Audio Visual Installation >BP: #1600 - 16th floor Interior alterations to provide tenant improvements for a new multi-floor office tenant on the 16th floor (#1600) in this commercial building Scope of work: complete tenant fit out to shell space. see BP-2021-01362 for demo. TENANT: Megan Mugford c/o Canadian Western Bank OK for Field Review per Kim V - Dec 17/21 E2 - HVAC - Clean and Balance all Air Systems (per 6.7.2.3.2 of ASHRAE 90.1-2016) Letters of Assurance submitted: Schedule A by Paul Anderson, Architect, AICB. Ph#780.424.0421 Architectural Schedule B by Paul Anderson, Architect, AICB. Ph#780.424.0421 Structural Schedule By Dan Kunimoto, P.Eng. Ph#604-298-5954 Electrical Schedule B by David Yee, P.Eng. ph#780-757-2412 Mechanical/Plumbing Schedule B by Denis Nowak, P.Eng. ph#780-423-0449. Energy checklist is currently no longer required with your Building Permit (BP) application. Some supporting documents are still required at BP stage, specifically Envelope and HVAC, if applicable. Service Water Heating and Lighting supporting documents, if applicable, must be submitted with your related trades permits (e.g. electrical and plumbing). All energy upgrades will be checked during inspections stage. It is the applicant's responsibility to identify and note all required upgrades including energy upgrades on their BP drawings at BP stage. | AV Solutions BC Ltd
EP-2022-02794 | 2022-04-06 | 1040 W GEORGIA STREET, Vancouver, BC V6E 4H1 | Electrical Permit | Commercial | Renovation | Completed | Installation / Repair - Commercial - Low Voltage Audio Visual Installation >BP: #1750 - 17th floor Interior alterations to expand #1750 into a portion of #1700 and to provide tenant improvements for a new office tenant in #1750 in this existing commercial building on this site. Scope of work: removal/relocate demising wall and complete tenant fit out to shell space. see BP-2021-01362 for demo. TENANT: Canadian Western Bank Letters of Assurance submitted by: Schedule A and Architectural Schedule B, Paul Anderson, Architect, ph: 780-424-0421 Mechanical and Plumbing Schedule B, Denis Nowak, P.Eng., ph: 780-423-0449 Electrical Schedule B, David Yee, P.Eng., ph: 780-757-2412 OK For Field Review per K. Vogt - Jan 11, 2022 E2 - HVAC - Clean and Balance all Air Systems (per 6.7.3.2 of ASHRAE 90.1-2016 Energy checklist is currently no longer required with your Building Permit (BP) application. Some supporting documents are still required at BP stage, specifically Envelope and HVAC, if applicable. Service Water Heating and Lighting supporting documents, if applicable, must be submitted with your related trades permits (e.g. electrical and plumbing). All energy upgrades will be checked during inspections stage. It is the applicant's responsibility to identify and note all required upgrades including energy upgrades on their BP drawings at BP stage. | AV Solutions BC Ltd
EP-2022-01889 | 2022-03-09 | 1040 W GEORGIA STREET, Vancouver, BC V6E 4H1 | Electrical Permit | Commercial | Tenant Improvement | Completed | Installation / Repair - Commercial - Re and re of fire alarm devices to suit new office configurations. Devices to be verified for proper operation at completion of project. >BP: #1500 - 15th floor Interior alterations to provide tenant improvements for a new multi-floor office tenant on the 15th floor (#1500) in this commercial building Scope of work: complete tenant fit out to shell space. see BP-2021-01362 for demo. TENANT: Megan Mugford c/o Canadian Western Bank | Corporate Electric Limited
EP-2022-01890 | 2022-03-09 | 1040 W GEORGIA STREET, Vancouver, BC V6E 4H1 | Electrical Permit | Commercial | Tenant Improvement | Completed | Installation / Repair - Commercial - Re and re of fire alarm devices to suit new office configurations. Devices to be verified for proper operation at completion of project. >BP: Interior alterations to provide tenant improvements for a new multi-floor office tenant on the 16th floor (#1600) in this commercial building Scope of work: complete tenant fit out to shell space. see BP-2021-01362 for demo. TENANT: Megan Mugford c/o Canadian Western Bank OK for Field Review per Kim V - Dec 17/21 E2 - HVAC - Clean and Balance all Air Systems (per 6.7.2.3.2 of ASHRAE 90.1-2016) Letters of Assurance submitted: Schedule A by Paul Anderson, Architect, AICB. Ph#780.424.0421 Architectural Schedule B by Paul Anderson, Architect, AICB. Ph#780.424.0421 Structural Schedule By Dan Kunimoto, P.Eng. Ph#604-298-5954 Electrical Schedule B by David Yee, P.Eng. ph#780-757-2412 Mechanical/Plumbing Schedule B by Denis Nowak, P.Eng. ph#780-423-0449. Energy checklist is currently no longer required with your Building Permit (BP) application. Some supporting documents are still required at BP stage, specifically Envelope and HVAC, if applicable. Service Water Heating and Lighting supporting documents, if applicable, must be submitted with your related trades permits (e.g. electrical and plumbing). All energy upgrades will be checked during inspections stage. It is the applicant's responsibility to identify and note all required upgrades including energy upgrades on their BP drawings at BP stage. | Corporate Electric Limited
EP-2022-01891 | 2022-03-09 | 1040 W GEORGIA STREET, Vancouver, BC V6E 4H1 | Electrical Permit | Commercial | Tenant Improvement | Completed | Installation / Repair - Commercial - Re and re of fire alarm devices to suit new office configurations. Devices to be verified for proper operation at completion of project. >BP: Interior alterations to expand #1750 into a portion of #1700 and to provide tenant improvements for a new office tenant in #1750 in this existing commercial building on this site. Scope of work: removal/relocate demising wall and complete tenant fit out to shell space. see BP-2021-01362 for demo. TENANT: Canadian Western Bank Letters of Assurance submitted by: Schedule A and Architectural Schedule B, Paul Anderson, Architect, ph: 780-424-0421 Mechanical and Plumbing Schedule B, Denis Nowak, P.Eng., ph: 780-423-0449 Electrical Schedule B, David Yee, P.Eng., ph: 780-757-2412 OK For Field Review per K. Vogt - Jan 11, 2022 E2 - HVAC - Clean and Balance all Air Systems (per 6.7.3.2 of ASHRAE 90.1-2016 Energy checklist is currently no longer required with your Building Permit (BP) application. Some supporting documents are still required at BP stage, specifically Envelope and HVAC, if applicable. Service Water Heating and Lighting supporting documents, if applicable, must be submitted with your related trades permits (e.g. electrical and plumbing). All energy upgrades will be checked during inspections stage. It is the applicant's responsibility to identify and note all required upgrades including energy upgrades on their BP drawings at BP stage. | Corporate Electric Limited
PP-2022-00703 | 2022-03-02 | 1040 W GEORGIA STREET, Vancouver, BC V6E 4H1 | Plumbing Permit | Commercial | Addition | Completed | Commercial - UNIT #1600 - 16TH FLOOR Installing New Fixtures #1600 - 16th floor Interior alterations to provide tenant improvements for a new multi-floor office tenant on the 16th floor (#1600) in this commercial building Scope of work: complete tenant fit out to shell space. see BP-2021-01362 for demo. | DAVIDSON BROS MECHANICAL CONTRACTORS
PP-2022-00704 | 2022-03-02 | 1040 W GEORGIA STREET, Vancouver, BC V6E 4H1 | Plumbing Permit | Commercial | Addition | Completed | Commercial - UNIT #1750 - 17TH FLOOR Installing New Fixtures #1750 - 17th floor Interior alterations to expand #1750 into a portion of #1700 and to provide tenant improvements for a new office tenant in #1750 in this existing commercial building on this site. Scope of work: removal/relocate demising wall and complete tenant fit out to shell space. see BP-2021-01362 for demo. | DAVIDSON BROS MECHANICAL CONTRACTORS
PP-2022-00702 | 2022-03-02 | 1040 W GEORGIA STREET, Vancouver, BC V6E 4H1 | Plumbing Permit | Commercial | Addition | Completed | Commercial - UNIT #1500 - 15TH FLOOR Install New Fixtures #1500 - 15th floor Interior alterations to provide tenant improvements for a new multi-floor office tenant on the 15th floor (#1500) in this commercial building Scope of work: complete tenant fit out to shell space. see BP-2021-01362 for demo. | DAVIDSON BROS MECHANICAL CONTRACTORS
EP-2022-01774 | 2022-03-04 | 1040 W GEORGIA STREET, Vancouver, BC V6E 4H1 | Electrical Permit | Commercial | Tenant Improvement | Completed | Installation / Repair - Commercial - Tenant Improvement work including lighting, branch wiring, distribution, demolition >BP: Interior alterations to provide tenant improvements for a new multi-floor office tenant on the 16th floor (#1600) in this commercial building Scope of work: complete tenant fit out to shell space. see BP-2021-01362 for demo. TENANT: Megan Mugford c/o Canadian Western Bank OK for Field Review per Kim V - Dec 17/21 E2 - HVAC - Clean and Balance all Air Systems (per 6.7.2.3.2 of ASHRAE 90.1-2016) Letters of Assurance submitted: Schedule A by Paul Anderson, Architect, AICB. Ph#780.424.0421 Architectural Schedule B by Paul Anderson, Architect, AICB. Ph#780.424.0421 Structural Schedule By Dan Kunimoto, P.Eng. Ph#604-298-5954 Electrical Schedule B by David Yee, P.Eng. ph#780-757-2412 Mechanical/Plumbing Schedule B by Denis Nowak, P.Eng. ph#780-423-0449. Energy checklist is currently no longer required with your Building Permit (BP) application. Some supporting documents are still required at BP stage, specifically Envelope and HVAC, if applicable. Service Water Heating and Lighting supporting documents, if applicable, must be submitted with your related trades permits (e.g. electrical and plumbing). All energy upgrades will be checked during inspections stage. It is the applicant's responsibility to identify and note all required upgrades including energy upgrades on their BP drawings at BP stage. | Sasco Contractors Ltd
EP-2022-01775 | 2022-03-04 | 1040 W GEORGIA STREET, Vancouver, BC V6E 4H1 | Electrical Permit | Commercial | Tenant Improvement | Completed | Installation / Repair - Commercial - Tenant Improvement work including branch wiring, lighting, distribution, and demolition >BP: Interior alterations to expand #1750 into a portion of #1700 and to provide tenant improvements for a new office tenant in #1750 in this existing commercial building on this site. Scope of work: removal/relocate demising wall and complete tenant fit out to shell space. see BP-2021-01362 for demo. TENANT: Canadian Western Bank Letters of Assurance submitted by: Schedule A and Architectural Schedule B, Paul Anderson, Architect, ph: 780-424-0421 Mechanical and Plumbing Schedule B, Denis Nowak, P.Eng., ph: 780-423-0449 Electrical Schedule B, David Yee, P.Eng., ph: 780-757-2412 OK For Field Review per K. Vogt - Jan 11, 2022 E2 - HVAC - Clean and Balance all Air Systems (per 6.7.3.2 of ASHRAE 90.1-2016 Energy checklist is currently no longer required with your Building Permit (BP) application. Some supporting documents are still required at BP stage, specifically Envelope and HVAC, if applicable. Service Water Heating and Lighting supporting documents, if applicable, must be submitted with your related trades permits (e.g. electrical and plumbing). All energy upgrades will be checked during inspections stage. It is the applicant's responsibility to identify and note all required upgrades including energy upgrades on their BP drawings at BP stage. | Sasco Contractors Ltd
EP-2022-01773 | 2022-03-04 | 1040 W GEORGIA STREET, Vancouver, BC V6E 4H1 | Electrical Permit | Commercial | Tenant Improvement | Completed | Installation / Repair - Commercial - Tenant improvement work including demolition, lighting, branch wiring, distribution >BP: Interior alterations to provide tenant improvements for a new multi-floor office tenant on the 15th floor (#1500) in this commercial building Scope of work: complete tenant fit out to shell space. see BP-2021-01362 for demo. TENANT: Megan Mugford c/o Canadian Western Bank OK for Field Review per Kim V - Dec 17/21 E2 - HVAC - Clean and Balance all Air Systems (per 6.7.2.3.2 of ASHRAE 90.1-2016) Letters of Assurance submitted: Schedule A by Paul Anderson, Architect, AICB. Ph#780.424.0421 Architectural Schedule B by Paul Anderson, Architect, AICB. Ph#780.424.0421 Electrical Schedule B by David Yee, P.Eng. ph#780-757-2412 Mechanical/Plumbing Schedule B by Denis Nowak, P.Eng. ph#780-423-0449. Energy checklist is currently no longer required with your Building Permit (BP) application. Some supporting documents are still required at BP stage, specifically Envelope and HVAC, if applicable. Service Water Heating and Lighting supporting documents, if applicable, must be submitted with your related trades permits (e.g. electrical and plumbing). All energy upgrades will be checked during inspections stage. It is the applicant's responsibility to identify and note all required upgrades including energy upgrades on their BP drawings at BP stage. | Sasco Contractors Ltd
SP-2022-00367 | 2022-06-06 | 1040 W GEORGIA STREET, Vancouver, BC V6E 4H1 | Sprinkler Permit | Commercial | Tenant Improvement | Completed | Commercial - #1600 - 16th floor Sprinkler alterations to provide tenant improvements for a new multi-floor office tenant on the 16th floor (#1600) in this commercial building Scope of work: complete tenant fit out to shell space. see BP-2021-01362 for demo. TENANT: Megan Mugford c/o Canadian Western Bank | Priority Fire Systems Ltd
SP-2022-00368 | 2022-04-20 | 1040 W GEORGIA STREET, Vancouver, BC V6E 4H1 | Sprinkler Permit | Commercial | Tenant Improvement | Completed | Commercial - #1750 - 17th floor Sprinkler alterations to expand #1750 into a portion of #1700 and to provide tenant improvements for a new office tenant in #1750 in this existing commercial building on this site. TENANT: Canadian Western Bank Sprinkler EOR Dan Wong. | Priority Fire Systems Ltd
SP-2022-00366 | 2022-05-25 | 1040 W GEORGIA STREET, Vancouver, BC V6E 4H1 | Sprinkler Permit | Commercial | Tenant Improvement | Completed | Commercial - #1500 - 15th floor Sprinkler alterations to provide tenant improvements for a new multi-floor office tenant on the 15th floor (#1500) in this commercial building | Priority Fire Systems Ltd
SP-2022-00282 | 2022-03-03 | 1075 W GEORGIA STREET, Vancouver, BC V6E 3C9 | Sprinkler Permit | Commercial | Tenant Improvement | Completed | Commercial - RELOCATE 2 SPINKLER HEAD >Interior alterations to demolish non load bearing partition walls by landlord to two vacant office units on the 9th floor (#900 and #950) to return to shell space in this existing Heritage "A" commercial building on this site. Scope of work: remove partition walls, T-Bar ceiling, raised floor system, millwork, new carpet/tile to #950, and remove partition walls, millwork, data/3 duplexes & 3 sprinkler heads in #900. Building Sprinklered - Separate sprinkler permit required for proposed sprinkler work. Separate Building Permit(s) and E2 upgrade required for future improvements to these units. OK For Field Review per D Holbrook - Jan 18/22 *****This application does not include any of the following: 1. Not more than 20 sprinklers (add, relocate, or remove), 2. hydraulic calculations, 3. change in occupancy and /or hazard classification, 4. warehouse storage arrangements, 5. mobile compact storage arrangements, 6. alternative solutions, 7. changes to the sprinkler system supply piping (e.g. valves, mains, cross-mains, branch-lines, etc.), or 8. flexible sprinkler pipe. | Priority Fire Systems Ltd
EP-2022-00212 | 2022-01-13 | 1075 W GEORGIA STREET, Vancouver, BC V6E 3C9 | Electrical Permit | Commercial | Addition | Completed | Installation / Repair - Commercial - Extra Low Voltage security system: card reader door add-on into base building Kantech Access System. Door is located on 15th floor - suite 1510. No Maglocks. | Tyco Integrated Fire & Security Canada Inc/Tyco Feu Et Securite Integres Canada Inc
NULL | NULL | 1075 W GEORGIA STREET, Vancouver, BC V6E 3C9 | Plumbing Permit | Commercial | Tenant Improvement | Draft | Commercial - Kitchen TI | KERN BSG MANAGEMENT LTD
PP-2023-03980 | 2023-11-14 | 1075 W GEORGIA STREET, Vancouver, BC V6E 3C9 | Plumbing Permit | Commercial | Tenant Improvement | Completed | Commercial - SUITE #260 - Kitchen TI PLEASE NOTE: Should the Fire Separation be breached the District Plumbing Inspector may request a Building Permit. | KERN BSG MANAGEMENT LTD
EP-2023-10179 | 2023-11-10 | 1075 W GEORGIA STREET, Vancouver, BC V6E 3C9 | Electrical Permit | Commercial | Renovation | Issued | Installation / Repair - Commercial - • 1 New Duplex Outlet @ 48” AFF • 1 New Duplex Outlet @ 12” AFF Amend: 11/30/2023 Unit 260 2nd floor Updated scope • 1 New Duplex Outlet @ 48” AFF • 1 New Duplex Outlet @ 12” AFF and provide power to dishwasher | Sasco Contractors Ltd
EP-2023-10217 | 2023-11-14 | 1075 W GEORGIA STREET, Vancouver, BC V6E 3C9 | Electrical Permit | Commercial | Addition | Issued | Installation / Repair - Commercial - Installation of low voltage communication cabling. >BP: #2200 - 22nd floor (full floor tenant) Interior alterations to provide tenant improvements for a new full floor office tenant on the 22nd floor (#2200) in this existing commercial building. Scope of work: construct new partition walls, doors, ceilings, finishes, millwork, HVAC, lighting, electrical, plumbing, mechanical and sprinkler work. TENANT: Perkins + Will Canada Architects Co. see BP-2023-00605 for interior demotion | 4th Utility Inc
EP-2023-07570 | 2023-08-23 | 1075 W GEORGIA STREET, Vancouver, BC V6E 3C9 | Electrical Permit | Commercial | Renovation | Completed | Installation / Repair - Commercial - Installation of power and data, floor boxes to additional offices. >BP: #900 - 9th Floor Interior alterations to provide tenant improvements to this existing office on the 9th floor (#900) in this existing Heritage "A" commercial building on this site. Scope of work: Construct new partitions to build new offices, new glazed doors/frames, new millwork, electrical and plumbing work to suit. Building Sprinklered – Building inspector to determine on site if a separate sprinkler permit is required. Energy checklist is currently no longer required with your Building Permit (BP) application. Some supporting documents are still required at BP stage, specifically Envelope and HVAC, if applicable. Service Water Heating and Lighting supporting documents, if applicable, must be submitted with your related trades permits (e.g. electrical and plumbing). | MDE Enterprises Ltd
SP-2023-01716 | 2023-09-19 | 1075 W GEORGIA STREET, Vancouver, BC V6E 3C9 | Sprinkler Permit | Commercial | Tenant Improvement | Completed | Commercial - Add sprinkler heads for tenant improvement. >BP: #825 - 8th floor Interior alterations to provide tenant improvements to an existing office tenant in #825 on the 8th floor of this existing designated Heritage A commercial building on this site. Scope of work: Construct a new reception area, server/storage room. Remove a wall to create a boardroom, electrical and sprinkler work. *****This application does not include any of the following: 1. Not more than 20 sprinklers (add, relocate, or remove), 2. hydraulic calculations, 3. change in occupancy and /or hazard classification, 4. warehouse storage arrangements, 5. mobile compact storage arrangements, 6. alternative solutions, 7. changes to the sprinkler system supply piping (e.g. valves, mains, cross-mains, branch-lines, etc.), or 8. flexible sprinkler pipe. | Priority Fire Systems Ltd
PP-2023-03458 | 2023-09-28 | 1075 W GEORGIA STREET, Vancouver, BC V6E 3C9 | Plumbing Permit | Commercial | Tenant Improvement | Completed | Commercial - Demo back to base building >BP: #2200 - 22nd Floor Interior alterations to provide tenant improvements for a new office tenant on the 22nd floor (#2200) to remove all non load bearing partition walls, ceiling and finishes to return to base/shell building in this existing commercial building. Scope of work: Demolish all existing interior walls, doors, ceiling, lighting, floor finishes, millwork, server racks, electrical, plumbing and sprinkler work. | PACIFIC FLO MECHANICAL
EP-2023-08444 | 2023-09-19 | 1075 W GEORGIA STREET, Vancouver, BC V6E 3C9 | Electrical Permit | Commercial | Tenant Improvement | Completed | Installation / Repair - Commercial - Demo Level 22: Scope of work is demolition remove all electrical, lights to stay. >BP: Interior alterations to provide tenant improvements for a new office tenant on the 22nd floor (#2200) to remove all non load bearing partition walls, ceiling and finishes to return to base/shell building in this existing commercial building. Scope of work: Demolish all existing interior walls, doors, ceiling, lighting, floor finishes, millwork, server racks, electrical, plumbing and sprinkler work. TENANT: Perkins & Will Canada Architects Co (for future TI) Letters of Assurance submitted: Schedule A and Architectural Schedule B by Rufina Wu, Architect, AIBC., 604.484.1593 Electrical Schedule B by Chris Liu, P.Eng., 604.294.8414 Plumbing/Mechanical Schedule B by D Doherty, P.Eng., 604.294.8414 Building Sprinklered – Separate sprinkler permit required for proposed sprinkler work. Separate permit is required for future tenant improvement or to change the use. Energy checklist is currently no longer required with your Building Permit (BP) application. Some supporting documents are still required at BP stage, specifically Envelope and HVAC, if applicable. Service Water Heating and Lighting supporting documents, if applicable, must be submitted with your related trades permits (e.g. electrical and plumbing). | Mott Electric General Partnership
EP-2023-08489 | 2023-09-20 | 1075 W GEORGIA STREET, Vancouver, BC V6E 3C9 | Electrical Permit | Commercial | Tenant Improvement | Issued | Installation / Repair - Commercial - 22nd Floor full tenant improvement: installation of lighting, branch circuits, distribution. >BP: Interior alterations to provide tenant improvements for a new full floor office tenant on the 22nd floor (#2200) in this existing commercial building. Scope of work: construct new partition walls, doors, ceilings, finishes, millwork, HVAC, lighting, electrical, plumbing, mechanical and sprinkler work. TENANT: Perkins + Will Canada Architects Co. see BP-2023-00605 for interior demotion Letters of Assurance submitted by: Schedule A and Architectural Schedule B, Rufina Wu, Architect AIBC, ph: 604-484-1593 Structural Schedule B, Ramin Papaei, P.Eng., ph: 604-738-0048 Mechanical and Plumbing Schedule B, Chris Liu, P.Eng., ph: 604-294-8414 Electrical Schedule B, Dugan Doherty, P.Eng., ph: 604-294-8414 OK for Office IT per S. Dugaro Building Sprinklered - Separate sprinkler permit required for proposed sprinkler work. Energy checklist is currently no longer required with your Building Permit (BP) application. Some supporting documents are still required at BP stage, specifically Envelope and HVAC, if applicable. Service Water Heating and Lighting supporting documents, if applicable, must be submitted with your related trades permits (e.g. electrical and plumbing). | Mott Electric General Partnership
PP-2023-03386 | 2023-09-25 | 1075 W GEORGIA STREET, Vancouver, BC V6E 3C9 | Plumbing Permit | Commercial | Tenant Improvement | Issued | Commercial - New studio space >BP: #2200 - 22nd floor (full floor tenant) Interior alterations to provide tenant improvements for a new full floor office tenant on the 22nd floor (#2200) in this existing commercial building. Scope of work: construct new partition walls, doors, ceilings, finishes, millwork, HVAC, lighting, electrical, plumbing, mechanical and sprinkler work. | PACIFIC FLO MECHANICAL
EP-2023-10784 | 2023-12-01 | 1075 W GEORGIA STREET, Vancouver, BC V6E 3C9 | Electrical Permit | Commercial | NULL | Issued | Annual / Operating - Annual electrical permit renewal from EP-2022-09870 Valid from Nov 29th, 2023 to Nov 28th, 2024 General electrical work through-out the building Small electrical jobs as: lights, ballasts, switches, lamps | MDE Enterprises Ltd
EP-2024-00614 | 2024-01-30 | 1075 W GEORGIA STREET, Vancouver, BC V6E 3C9 | Electrical Permit | Commercial | Addition | Issued | Installation / Repair - Commercial - Extra Low Voltage security system – two card reader doors and one camera add-on into base building security system on 22nd floor. – No Maglocks. >BP: Interior alterations to provide tenant improvements for a new full floor office tenant on the 22nd floor (#2200) in this existing commercial building. Scope of work: construct new partition walls, doors, ceilings, finishes, millwork, HVAC, lighting, electrical, plumbing, mechanical and sprinkler work. TENANT: Perkins + Will Canada Architects Co. see BP-2023-00605 for interior demotion Letters of Assurance submitted by: Schedule A and Architectural Schedule B, Rufina Wu, Architect AIBC, ph: 604-484-1593 Structural Schedule B, Ramin Papaei, P.Eng., ph: 604-738-0048 Mechanical and Plumbing Schedule B, Chris Liu, P.Eng., ph: 604-294-8414 Electrical Schedule B, Dugan Doherty, P.Eng., ph: 604-294-8414 OK for Office IT per S. Dugaro Building Sprinklered - Separate sprinkler permit required for proposed sprinkler work. Energy checklist is currently no longer required with your Building Permit (BP) application. Some supporting documents are still required at BP stage, specifically Envelope and HVAC, if applicable. Service Water Heating and Lighting supporting documents, if applicable, must be submitted with your related trades permits (e.g. electrical and plumbing). | Tyco Integrated Fire & Security Canada Inc/Tyco Feu Et Securite Integres Canada Inc
EP-2024-00652 | 2024-01-30 | 1075 W GEORGIA STREET, Vancouver, BC V6E 3C9 | Electrical Permit | Commercial | Tenant Improvement | Issued | Installation / Repair - Commercial - Low Voltage Audio Visual Cabling installation. >BP: #2200 - 22nd floor (full floor tenant) Interior alterations to provide tenant improvements for a new full floor office tenant on the 22nd floor (#2200) in this existing commercial building. Scope of work: construct new partition walls, doors, ceilings, finishes, millwork, HVAC, lighting, electrical, plumbing, mechanical and sprinkler work. TENANT: Perkins + Will Canada Architects Co. see BP-2023-00605 for interior demotion Letters of Assurance submitted by: Schedule A and Architectural Schedule B, Rufina Wu, Architect AIBC, ph: 604-484-1593 Structural Schedule B, Ramin Papaei, P.Eng., ph: 604-738-0048 Mechanical and Plumbing Schedule B, Chris Liu, P.Eng., ph: 604-294-8414 Electrical Schedule B, Dugan Doherty, P.Eng., ph: 604-294-8414 OK for Office IT per S. Dugaro Building Sprinklered - Separate sprinkler permit required for proposed sprinkler work. Energy checklist is currently no longer required with your Building Permit (BP) application. Some supporting documents are still required at BP stage, specifically Envelope and HVAC, if applicable. Service Water Heating and Lighting supporting documents, if applicable, must be submitted with your related trades permits (e.g. electrical and plumbing). | AVI-SPL Canada Ltd
EP-2023-05965 | 2023-07-04 | 1075 W GEORGIA STREET, Vancouver, BC V6E 3C9 | Electrical Permit | Commercial | Tenant Improvement | Completed | Installation / Repair - Commercial - Install 4 plugs, power for 5 furniture whips, 14 new data lines and relocates existing data lines. >BP: Interior alterations to provide tenant improvements for a new office tenant on the 18th floor (#1890) in this existing commercial building on this site. Scope of work: construct new partition walls, glass partition, doors and hardware, new data, voice and power, electrical and sprinkler work. TENANT: 1075 West Georgia Ltd. OK for Office TI Building Sprinklered - Separate sprinkler required for any proposed sprinkler work. Energy checklist is currently no longer required with your Building Permit (BP) application. Some supporting documents are still required at BP stage, specifically Envelope and HVAC, if applicable. Service Water Heating and Lighting supporting documents, if applicable, must be submitted with your related trades permits (e.g. electrical and plumbing). | Blueline Electrical Services Ltd
SP-2023-01212 | 2023-07-10 | 1075 W GEORGIA STREET, Vancouver, BC V6E 3C9 | Sprinkler Permit | Commercial | Tenant Improvement | Completed | Commercial - Add and relocate sprinkler heads for tenant improvement. >BP: #1340 - 13th floor Interior alterations to expand the existing office tenant in #1340 into #1330 (retaining #1340) and to provide tenant improvements in this existing commercial building on this site. Scope of work: remove demising wall and construct new glazed wall and door, remove/construct select partition walls, doors, electrical, plumbing and sprinkler work. TENANT: Chernoff Thompson Architects >>*****This application does not include any of the following: 1. Not more than 20 sprinklers (add, relocate, or remove), 2. hydraulic calculations, 3. change in occupancy and /or hazard classification, 4. warehouse storage arrangements, 5. mobile compact storage arrangements, 6. alternative solutions, 7. changes to the sprinkler system supply piping (e.g. valves, mains, cross-mains, branch-lines, etc.), or 8. flexible sprinkler pipe. | Priority Fire Systems Ltd
EP-2023-06196 | 2023-07-10 | 1075 W GEORGIA STREET, Vancouver, BC V6E 3C9 | Electrical Permit | Commercial | Tenant Improvement | Completed | Installation / Repair - Commercial - Office expansion. Add floor boxes, power and data. >BP: Interior alterations to expand the existing office tenant in #1340 into #1330 (retaining #1340) and to provide tenant improvements in this existing commercial building on this site. Scope of work: remove demising wall and construct new glazed wall and door, remove/construct select partition walls, doors, electrical, plumbing and sprinkler work. TENANT: Chernoff Thompson Architects Architectural Schedule B submitted by Tony Yip, Architect AIBC, ph: 604-669-9460 Building Sprinklered - Separate sprinkler permit required for proposed sprinkler work. Energy checklist is currently no longer required with your Building Permit (BP) application. Some supporting documents are still required at BP stage, specifically Envelope and HVAC, if applicable. Service Water Heating and Lighting supporting documents, if applicable, must be submitted with your related trades permits (e.g. electrical and plumbing). | Mott Electric General Partnership
PP-2023-02437 | 2023-07-11 | 1075 W GEORGIA STREET, Vancouver, BC V6E 3C9 | Plumbing Permit | Commercial | Tenant Improvement | Completed | Commercial - demo in tenant space. Removing Kitchen Sink and Capping plumbing lines >BP: #1340 - 13th floor Interior alterations to expand the existing office tenant in #1340 into #1330 (retaining #1340) and to provide tenant improvements in this existing commercial building on this site. Scope of work: remove demising wall and construct new glazed wall and door, remove/construct select partition walls, doors, electrical, plumbing and sprinkler work. TENANT: Chernoff Thompson Architects | MCR Mechanical Ltd
SP-2023-01112 | 2023-06-23 | 1075 W GEORGIA STREET, Vancouver, BC V6E 3C9 | Sprinkler Permit | Commercial | Tenant Improvement | Completed | Commercial - Relocate sprinkler heads for tenant improvement. >BP: Interior alterations to provide tenant improvements for a new office tenant on the 22nd floor (#2200) to remove all non load bearing partition walls, ceiling and finishes to return to base/shell building in this existing commercial building. Scope of work: Demolish all existing interior walls, doors, ceiling, lighting, floor finishes, millwork, server racks, electrical, plumbing and sprinkler work. *****This application does not include any of the following: 1. Not more than 20 sprinklers (add, relocate, or remove), 2. hydraulic calculations, 3. change in occupancy and /or hazard classification, 4. warehouse storage arrangements, 5. mobile compact storage arrangements, 6. alternative solutions, 7. changes to the sprinkler system supply piping (e.g. valves, mains, cross-mains, branch-lines, etc.), or 8. flexible sprinkler pipe. | Priority Fire Systems Ltd
SP-2023-01385 | 2023-07-31 | 1075 W GEORGIA STREET, Vancouver, BC V6E 3C9 | Sprinkler Permit | Commercial | Tenant Improvement | Completed | Commercial - Add sprinkler heads for tenant improvement. >BP: #900 - 9th Floor Interior alterations to provide tenant improvements to this existing office on the 9th floor (#900) in this existing Heritage "A" commercial building on this site. Scope of work: Construct new partitions to build new offices, new glazed doors/frames, new millwork, electrical and plumbing work to suit. *****This application does not include any of the following: 1. Not more than 20 sprinklers (add, relocate, or remove), 2. hydraulic calculations, 3. change in occupancy and /or hazard classification, 4. warehouse storage arrangements, 5. mobile compact storage arrangements, 6. alternative solutions, 7. changes to the sprinkler system supply piping (e.g. valves, mains, cross-mains, branch-lines, etc.), or 8. flexible sprinkler pipe. | Priority Fire Systems Ltd
PP-2023-02671 | 2023-07-27 | 1075 W GEORGIA STREET, Vancouver, BC V6E 3C9 | Plumbing Permit | Commercial | Tenant Improvement | Completed | Commercial - plumbing tenant improvement >BP: #900 - 9th Floor Interior alterations to provide tenant improvements to this existing office on the 9th floor (#900) in this existing Heritage "A" commercial building on this site. Scope of work: Construct new partitions to build new offices, new glazed doors/frames, new millwork, electrical and plumbing work to suit. | MCR Mechanical Ltd
EP-2023-07143 | 2023-08-08 | 1075 W GEORGIA STREET, Vancouver, BC V6E 3C9 | Electrical Permit | Commercial | Tenant Improvement | Completed | Installation / Repair - Commercial - Re/Re data runs, Add power and data for new reception desk and boardroom TV wall. Decommission 3 workstations in reception area. Run new wires to the new glazing door for the card reader (rough in only). Remove 2 lights and Supply and Install 2 new lights at reception desk and hallway. >Permit Amendment Sep 19, 2023 -Updated Building Permit information. BP-2023-03183 Amend: Oct 20, 2023 amend this application- it is for Suite 825, not 800 and the BP is 2023-03183 | Sasco Contractors Ltd
SP-2023-00798 | 2023-09-08 | 1075 W GEORGIA STREET, Vancouver, BC V6E 3C9 | Sprinkler Permit | Commercial | Tenant Improvement | Issued | Commercial - For sprinkler system alterations to the 2019 VBBL and NFPA 13, 2013 for the tenant improvements to provide interior alterations for a new full floor office tenant on the 22nd floor (#2200) in this existing commercial building. Engineer of Record: Ian Mackay 604-792-7714 ian.mackay@mfpe.ca | Priority Fire Systems Ltd
EP-2023-02474 | 2023-03-23 | 1075 W GEORGIA STREET, Vancouver, BC V6E 3C9 | Electrical Permit | Commercial | Addition | Completed | Installation / Repair - Commercial - To install computer data cabling | Sai Systems Against Intrusion Inc
EP-2023-02243 | NULL | 1075 W GEORGIA STREET, Vancouver, BC V6E 3C9 | Electrical Permit | Commercial | Addition | Withdrawn | Installation / Repair - Commercial - computer network cabling | Wing Tiger Auto Alarm Ltd
EP-2023-02691 | 2023-03-29 | 1075 W GEORGIA STREET, Vancouver, BC V6E 3C9 | Electrical Permit | Commercial | Renovation | Completed | Installation / Repair - Commercial - UNIT 1380- 1075 W Georgia Adding additional Receptacle on Wall and floor boxes >BP: #1380 - 13th Floor Interior alterations to provide tenant improvements for a new office tenant on the 13th floor (#1380) in this existing commercial building on this site. Scope of work: construct new partition walls to create 3 offices, new kitchenette, millwork, finishes, power and data and electrical work. | MDE Enterprises Ltd
PP-2023-01117 | 2023-04-14 | 1075 W GEORGIA STREET, Vancouver, BC V6E 3C9 | Plumbing Permit | Commercial | Tenant Improvement | Completed | Commercial - Construct new partition walls to create 3 offices, new kitchenette, millwork, finishes, power and data and electrical work >BP: Interior alterations to provide tenant improvements for a new office tenant on the 13th floor (#1380) in this existing commercial building on this site. Scope of work: construct new partition walls to create 3 offices, new kitchenette, millwork, finishes, power and data and electrical work. | KERN BSG MANAGEMENT LTD
EP-2023-02148 | 2023-03-14 | 1075 W GEORGIA STREET, Vancouver, BC V6E 3C9 | Electrical Permit | Commercial | Tenant Improvement | Completed | Installation / Repair - Commercial - Installation of receptacles only for televisions on the wall and relocation of power for 2 workstations. use existing receptacles and circuits. | Mott Electric General Partnership
EP-2023-00583 | 2023-01-25 | 1075 W GEORGIA STREET, Vancouver, BC V6E 3C9 | Electrical Permit | Commercial | Renovation | Issued | Installation / Repair - Commercial - Installation of Low Voltage IDU Controls | ESC Automation Inc
EP-2022-08881 | 2022-10-19 | 1075 W GEORGIA STREET, Vancouver, BC V6E 3C9 | Electrical Permit | Commercial | Renovation | Completed | Installation / Repair - Commercial - Rerouting of existing controls associated with MCC1. Low Voltage Control wiring for Fans F4 F5 and F8. | ESC Automation Inc
SP-2022-01653 | 2022-10-11 | 1075 W GEORGIA STREET, Vancouver, BC V6E 3C9 | Sprinkler Permit | Commercial | Tenant Improvement | Completed | Commercial - UNIT# 2030 - 20TH FLOOR - Cap off two existing sprinkler heads for tenant improvement. >BP: #2030 - 20th floor Interior alterations to provide improvements for a new office tenant on the 23rd floor (unit # 2030) of the 20th floor of this existing Heritage "A" commercial building on this site. Scope of work: demo existing interior office fronts. Create 3 offices, 1 boardroom and open areas. New millwork, power& data to suit. Add new base building lighting throughout c/w sensor switching. *****This application does not include any of the following: 1. Not more than 20 sprinklers (add, relocate, or remove), 2. hydraulic calculations, 3. change in occupancy and /or hazard classification, 4. warehouse storage arrangements, 5. mobile compact storage arrangements, 6. alternative solutions, 7. changes to the sprinkler system supply piping (e.g. valves, mains, cross-mains, branch-lines, etc.), or 8. flexible sprinkler pipe. | Priority Fire Systems Ltd
EP-2022-10668 | 2022-12-22 | 1075 W GEORGIA STREET, Vancouver, BC V6E 3C9 | Electrical Permit | Commercial | Tenant Improvement | Completed | Installation / Repair - Commercial - Zero Carbon Retrofit motor replacements | Sasco Contractors Ltd
EP-2022-09870 | 2022-11-22 | 1075 W GEORGIA STREET, Vancouver, BC V6E 3C9 | Electrical Permit | Commercial | NULL | Expired | Annual / Operating - Annual electrical permit renewal from EP-2021-09056 Valid from Nov 29th, 2022 to Nov 29th, 2023 General electrical work through-out the building Small electrical jobs as: lights, ballasts, switches, lamps | MDE Enterprises Ltd
EP-2022-06350 | 2022-07-28 | 1075 W GEORGIA STREET, Vancouver, BC V6E 3C9 | Electrical Permit | Commercial | Addition | Issued | Installation / Repair - Commercial - Extra Low Voltage security system: one card reader door add-on to base building access system. Door location , suite # 1880. | Tyco Integrated Fire & Security Canada Inc/Tyco Feu Et Securite Integres Canada Inc
EP-2022-05661 | 2022-07-06 | 1075 W GEORGIA STREET, Vancouver, BC V6E 3C9 | Electrical Permit | Commercial | Tenant Improvement | Completed | Installation / Repair - Commercial - No Changes in the ceiling: lighting fixtures & lighting controls to stay as is! - Electrical demolition on power outlets and data outlets - Alternations to the power outlets and data outlets - New data cabling: Cat. 6 c/w terminations & testing - New home runs and utilize the Walker Duct System - Provide new floor boxes - No Fire Alarm relocation, leave it as is >BP: Interior alterations to provide improvements for a new office tenant on the 23rd floor (unit # 2030) of the 20th floor of this existing Heritage "A" commercial building on this site. Scope of work: demo existing interior office fronts. Create 3 offices, 1 boardroom and open areas. New millwork, power& data to suit. Add new base building lighting throughout c/w sensor switching. Ok for Field Review per K.Vogt. DBI to determine if a Sprinkler Permit is required. E2 - Lighting - Upgrade to Local Control (per 9.4.1.1.(a) of ASHRAE 90.1-2016) Energy checklist is currently no longer required with your Building Permit (BP) application. Some supporting documents are still required at BP stage, specifically Envelope and HVAC, if applicable. Service Water Heating and Lighting supporting documents, if applicable, must be submitted with your related trades permits (e.g. electrical and plumbing). All energy upgrades will be checked during inspections stage. It is the applicant's responsibility to identify and note all required upgrades including energy upgrades on their BP drawings at BP stage. | Mott Electric General Partnership
EP-2022-08296 | 2022-10-03 | 1090 W GEORGIA STREET, Vancouver, BC V6E 3V7 | Electrical Permit | Commercial | Renovation | Completed | Installation / Repair - Commercial - 28 wire drops from it closet to various walls in office space | BD Electrical Ltd
SP-2022-01577 | 2022-12-12 | 1090 W GEORGIA STREET, Vancouver, BC V6E 3V7 | Sprinkler Permit | Commercial | Tenant Improvement | Completed | Commercial - For sprinkler system alterations to the 2019 VBBL and NFPA 13, 2013 for the tenant improvements to relocate exit stair at mezzanine/ground floor and revise mezzanine plan. New CRU entry doors and glazing at Alberni frontage. Make ground floor suite ready for improvements by tenant under a separate permit. 1. This application does not include any of the following: • Warehouse storage arrangements, or mobile compact storage arrangements. • Changes to the sprinkler system supply piping (e.g. valves, mains, cross-mains, etc.). • Flexible sprinkler pipe. • Change in occupancy and/or hazard classification. Engineer of Record: Dan Wong 778-847-0572 denveng7@gmail.com Certified Professional: William Reid 604-687-2990 breid@mcmparchitects.com | Priority Fire Systems Ltd
EP-2022-07725 | 2022-09-15 | 1090 W GEORGIA STREET, Vancouver, BC V6E 3V7 | Electrical Permit | Commercial | Tenant Improvement | Completed | Installation / Repair - Commercial - Re and re existing electrical and add new as required to accommodate office renovations. Includes two fire alarm speakers c/w verification. Stamped engineered drawings and Ashrae documentation submitted with building permit application. #1310 - 13th floor Interior alterations to provide improvements for a new office tenant on the 13th floor (#1310) in this existing commercial use building on this site. Scope of work: remove existing glass partition, ceiling tiles and flooring, construct new partition walls for new offices and boardroom, millwork for new servery, electrical, plumbing, mechanical and sprinkler work. | Corporate Electric Limited
PP-2022-03310 | 2022-09-21 | 1090 W GEORGIA STREET, Vancouver, BC V6E 3V7 | Plumbing Permit | Commercial | Tenant Improvement | Completed | Commercial - Re &Re (1) sink. Connect water filter and coffee machine to existing plumbing >BP: #1310 - 13th floor Interior alterations to provide improvements for a new office tenant on the 13th floor (#1310) in this existing commercial use building on this site. Scope of work: remove existing glass partition, ceiling tiles and flooring, construct new partition walls for new offices and boardroom, millwork for new servery, electrical, plumbing, mechanical and sprinkler work. | D'AMATO PLUMBING & HEATING
SP-2022-01299 | 2022-08-15 | 1090 W GEORGIA STREET, Vancouver, BC V6E 3V7 | Sprinkler Permit | Commercial | Tenant Improvement | Completed | Commercial - ADD AND RELOCATE 5 SPRINKLER HEADS >BP: #1310 - 13th floor Interior alterations to provide improvements for a new office tenant on the 13th floor (#1310) in this existing commercial use building on this site. Scope of work: remove existing glass partition, ceiling tiles and flooring, construct new partition walls for new offices and boardroom, millwork for new servery, electrical, plumbing, mechanical and sprinkler work. Letters of Assurance submitted by: Schedule A and Architectural Schedule B, Miren Amaya Del Castillo, Architect, ph: 604-562-4617 Mechanical and Plumbing Schedule B, Eric Cresswell, P.Eng., ph: 604-684-5995 Electrical Schedule B, Bruce I. Campbell, P.Eng., ph: 604-926-3251 TENANT: Revesco Properties *****This application does not include any of the following: 1. Not more than 20 sprinklers (add, relocate, or remove), 2. hydraulic calculations, 3. change in occupancy and /or hazard classification, 4. warehouse storage arrangements, 5. mobile compact storage arrangements, 6. alternative solutions, 7. changes to the sprinkler system supply piping (e.g. valves, mains, cross-mains, branch-lines, etc.), or 8. flexible sprinkler pipe. . | Priority Fire Systems Ltd
EP-2022-08808 | 2022-10-18 | 1090 W GEORGIA STREET, Vancouver, BC V6E 3V7 | Electrical Permit | Commercial | NULL | Expired | Annual / Operating - Electrical Annual Permit (Operating Permit) for the maintenance and operation of electrical equipment. | Corporate Electric Limited
PP-2022-03999 | 2022-11-04 | 1090 W GEORGIA STREET, Vancouver, BC V6E 3V7 | Plumbing Permit | Commercial | Tenant Improvement | Completed | Commercial - Fixtures | DAVIDSON BROS MECHANICAL CONTRACTORS
EP-2023-00899 | 2023-02-09 | 1090 W GEORGIA STREET, Vancouver, BC V6E 3V7 | Electrical Permit | Commercial | Renovation | Completed | Installation / Repair - Commercial - Minor reno of suite 950. - Relocate and add some power and data for open area desks. relocate existing occ sensors with walls that are moving. We've been asked to reuse existing lighting. No Lighting work >BP: Interior alterations only to provide improvements for a new General Office tenant on the 9th floor (#950) in this existing commercial building on this site. Scope of work: remove partition walls/doors to create open work area, construct select partition walls/doors to create storage, closet and entry area, new finishes, electrical and sprinkler work. TENALT: Hapag Lloyd (Canada) Inc.. OK for Field Review processing as per H. Chow, December 16, 2022. Building Sprinklered - Separate sprinkler permit required for proposed sprinkler work. Energy checklist is currently no longer required with your Building Permit (BP) application. Some supporting documents are still required at BP stage, specifically Envelope and HVAC, if applicable. Service Water Heating and Lighting supporting documents, if applicable, must be submitted with your related trades permits (e.g. electrical and plumbing). All energy upgrades will be checked during inspections stage. It is the applicant’s responsibility to identify and note all required upgrades including energy upgrades on their BP drawings at BP stage. | Mott Electric General Partnership
SP-2023-00272 | 2023-02-16 | 1090 W GEORGIA STREET, Vancouver, BC V6E 3V7 | Sprinkler Permit | Commercial | Tenant Improvement | Completed | Commercial - UNIT #950 - 9TH FLOOR - Add and Relocated Sprinkler Heads >BP: #950 - 9th floor Interior alterations only to provide improvements for a new General Office tenant on the 9th floor (#950) in this existing commercial building on this site. Scope of work: remove partition walls/doors to create open work area, construct select partition walls/doors to create storage, closet and entry area, new finishes, electrical and sprinkler work. *****This application does not include any of the following: 1. Not more than 20 sprinklers (add, relocate, or remove), 2. hydraulic calculations, 3. change in occupancy and /or hazard classification, 4. warehouse storage arrangements, 5. mobile compact storage arrangements, 6. alternative solutions, 7. changes to the sprinkler system supply piping (e.g. valves, mains, cross-mains, branch-lines, etc.), or 8. flexible sprinkler pipe. | Viking Fire Protection Inc
EP-2023-02115 | 2023-03-13 | 1090 W GEORGIA STREET, Vancouver, BC V6E 3V7 | Electrical Permit | Commercial | Renovation | Completed | Installation / Repair - Commercial - Relocate the existing receptacles and data outlets according to the new plan. Amend Jun 13, 2023 -"Relocated 3 fire alarm speakers" >BP: #1600 - 1090 W Georgia Street Interior renovations for unit #1600 - 1090 W Georgia Street in this existing office building. Scope of work includes: 1) New electrical work. 2) Update interior layout of unit. 3) New flooring. | Songmin Jo
EP-2023-03825 | 2023-05-03 | 1090 W GEORGIA STREET, Vancouver, BC V6E 3V7 | Electrical Permit | Commercial | Renovation | Completed | Installation / Repair - Commercial - Upgrade existing base building light fixtures with new LED insert kits. All fixtures remain in existing locations. Add occupancy sensor lighting controls. All work is directly for landlord and is not part of current tenant office renovations project. >BP: #1600 - 1090 W Georgia Street Interior renovations for unit #1600 - 1090 W Georgia Street in this existing office building. Scope of work includes: 1) New electrical work. 2) Update interior layout of unit. 3) New flooring. | Corporate Electric Limited
EP-2023-05762 | 2023-06-28 | 1090 W GEORGIA STREET, Vancouver, BC V6E 3V7 | Electrical Permit | Commercial | Addition | Completed | Installation / Repair - Commercial - Install 12 LED recessed light fixtures as the spot light (additional light fixtures) with a schedule timer switch. (appling to another electrical permit because my permit was closed already EP-2023-02115) >BP: Interior renovations for unit #1600 - 1090 W Georgia Street in this existing office building. Scope of work includes: 1) New electrical work. 2) Update interior layout of unit. 3) New flooring. | Songmin Jo
SP-2023-02278 | 2023-12-21 | 1090 W GEORGIA STREET, Vancouver, BC V6E 3V7 | Sprinkler Permit | Commercial | Tenant Improvement | Issued | Commercial - For sprinkler system alterations to the 2019 VBBL and NFPA 13, 2013 for the tenant improvements to provide interior alterations to this new office tenant on the 12th floor (#1200) of this existing commercial building on site. Engineer of Record: Dan Wong 778-847-0572 denveng7@gmail.com | Priority Fire Systems Ltd
EP-2023-10116 | 2023-11-08 | 1090 W GEORGIA STREET, Vancouver, BC V6E 3V7 | Electrical Permit | Commercial | Renovation | Completed | Installation / Repair - Commercial - Moving and install some Plugs and switches and install light >BP: #488 - 4th Floor (combining to #460) Interior alterations to provide tenant improvements to a new office tenant and to combine units on the 4th floor (#488 & #460) creating one new office space (#488) in this existing commercial building on site. Scope of work: Remove a portion of the demising wall between #488 and #460, install a steel stud partition to convert the boardroom into 2 private offices, enclose a private office siding door with a partition and electrical work. TENANT: K92 Mining Inc NOTE: THIS APPLICATION IS TO LEGALIZE/VALIDATE THE DEMISING WALL (WWOP) BEING REMOVED BY THE PREVIOUS OWNER. | Golden Wire Electric Ltd
EP-2023-09503 | 2023-10-23 | 1090 W GEORGIA STREET, Vancouver, BC V6E 3V7 | Electrical Permit | Commercial | NULL | Issued | Annual / Operating - Electrical Annual Permit (Operating Permit) for the maintenance and operation of electrical equipment. Renewal of EP-2022-08808 Valid: Oct 18, 2023 to Oct 17, 2024 | Corporate Electric Limited
EP-2023-09150 | 2023-10-12 | 1090 W GEORGIA STREET, Vancouver, BC V6E 3V7 | Electrical Permit | Commercial | New | Issued | Installation / Repair - Commercial - Adding new camera to look at outside courtyard, this is adding a security camera to an existing NVR system. | Houle Electric Limited
EP-2023-08871 | NULL | 1090 W GEORGIA STREET, Vancouver, BC V6E 3V7 | Electrical Permit | Commercial | Tenant Improvement | Withdrawn | Installation / Repair - Commercial - Remove old pot light fixtures, relocate light fixtures, run branch circuits, run Data lines, connect work stations | Marcel Electric Inc
EP-2022-01690 | 2022-03-02 | 1090 W GEORGIA STREET, Vancouver, BC V6E 3V7 | Electrical Permit | Commercial | Tenant Improvement | Completed | Installation / Repair - Commercial - Tenant improvement wiring for 3 offices within an existing office space. >BP: Interior alterations to provide tenant improvements for a new office tenant on the 6th floor (#650) in this existing commercial building. Scope of work: construct two partition walls and 3 doors to create 3 new office spaces, electrical and sprinkler work. TENANT: Caruthers Law Corporation Building Sprinklered - Separate sprinkler permit required for proposed sprinkler work. OK For Field Review per K. Vogt - Jan 20/22 E2 - HVAC - Clean and Balance all Air Systems (per 6.7.3.2.3 of ASHRAE of 90.1-2016 Energy checklist is currently no longer required with your Building Permit (BP) application. Some supporting documents are still required at BP stage, specifically Envelope and HVAC, if applicable. Service Water Heating and Lighting supporting documents, if applicable, must be submitted with your related trades permits (e.g. electrical and plumbing). All energy upgrades will be checked during inspections stage. It is the applicant's responsibility to identify and note all required upgrades including energy upgrades on their BP drawings at BP stage. | Adanac Electric Ltd
EP-2022-02876 | 2022-04-11 | 1111 W GEORGIA STREET, Vancouver, BC V6E 4M3 | Electrical Permit | Commercial | NULL | Expired | Annual / Operating - Annual /Operating Valid: April 10, 2022 to April 09, 2023 EP-2021-02648: Expired (Annual / Operating) | Corporate Electric Limited
PP-2023-03333 | 2023-09-19 | 1111 W GEORGIA STREET, Vancouver, BC V6E 4M3 | Plumbing Permit | Commercial | Renovation | Completed | Commercial - remove hot water tank from ceiling area, remove all associated piping hot and cold to sink below from hot water tank location. Cap sink off in wall at slab height, romove all venting back to tie in location capping. Cap cold water line at unit ball valve in ceiling. >BP: #600 - 6th floor Interior alterations to provide tenant improvements for an existing office tenant to combine unit #600 and #680 into one unit (retaining #600) becoming a full floor tenant in this existing commercial building on this site. Scope of work: remove demising walls to combine #600 and #680, demolish existing partition walls, doors, floorings, millwork, construct new partitions, new paint, millwork, sprinklers, electrical, HVAC, and plumbing work to suit new layout. REVISION #1: Interior layout and lighting changes, addition of mag locks and existing exhaust fans to be removed. (Letter of Commitment submitted dated Dec.13,2022. Ok per Shannon Le) Change applicant from Joanna Langley to Gavin Cunningham (same company) | Mainland Plumbing & Heating
PP-2024-00126 | 2024-01-18 | 1111 W GEORGIA STREET, Vancouver, BC V6E 4M3 | Plumbing Permit | Commercial | Renovation | Issued | Commercial - Adding Sinks | Kalsi Plumbing Services Ltd
EP-2024-00653 | NULL | 1111 W GEORGIA STREET, Vancouver, BC V6E 4M3 | Electrical Permit | Commercial | Tenant Improvement | Application Incomplete | Installation / Repair - Commercial - Tenant improvement work for Promethean office. >BP: Interior alterations to provide improvement to this new tenant and a change of use from General Office to a Health Care office (HCO) in this unit on the 13th floor (#1330) of this existing commercial building on site. Scope of work: Demolish existing partition/glass walls to suit new layout. Construct new treatment rooms, storage, kitchen, electrical and plumbing work. OK for Change of Use by Aemelia P - Dec 21/23 TENANT: Promethean Medical Aesthetics Inc Letters of Assurance submitted: Schedule A and Architectural Schedule B by Navid Fereidooni, Architect, AIBC., 604.866.5555 Electrical Schedule B by Wojciech Siedlaczek, P.Eng., 604.771.5543 Plumbing/Mechanical Schedule B by Charles Powell, 604.595.4869 Building Sprinklered – Building inspector to determine on site if a separate sprinkler permit is required. Energy checklist is currently no longer required with your Building Permit (BP) application. Some supporting documents are still required at BP stage, specifically Envelope and HVAC, if applicable. Service Water Heating and Lighting supporting documents, if applicable, must be submitted with your related trades permits (e.g. electrical and plumbing). | Western Waves Electric Ltd
EP-2023-05141 | 2023-06-09 | 1111 W GEORGIA STREET, Vancouver, BC V6E 4M3 | Electrical Permit | Commercial | Tenant Improvement | Completed | Installation / Repair - Commercial - Interior LED sign lighting for office space. We are not completing the sign work, another sign contractor is. The electrical inspector (Rob Palmer) asked us to pull the permit on their behalf. Rob has seen the work and is satisfied and just needs a permit. >BP: Interior alterations to provide tenant improvements to a new office tenant on the 9th floor (#900) in this existing commercial building on site. Scope of work: Demolish all partition walls, glazing and framing, doors, floor finishes, plumbing fixtures. Construct new interior walls, new doors, electrical, plumbing and sprinkler work. TENANT: Beedie Development Corp Letters of Assurance submitted: Schedule A & Architectural Schedule B by Andrew Igel, Architect, AIBC., 778.839.4260 Electrical Schedule B by Sher Singh Deo, P.Eng., 604.946.7680 Plumbing/Mechanical Schedule B by Derek Toth, P.Eng., 604.591.2766 Building Sprinklered – Separate sprinkler permit required for proposed sprinkler work. E2 - Lighting - Upgrade to Local Control (per 9.4.1.1.(a) of ASHRAE 90.1-2016) Energy checklist is currently no longer required with your Building Permit (BP) application. Some supporting documents are still required at BP stage, specifically Envelope and HVAC, if applicable. Service Water Heating and Lighting supporting documents, if applicable, must be submitted with your related trades permits (e.g. electrical and plumbing). All energy upgrades will be checked during inspections stage. It is the applicant’s responsibility to identify and note all required upgrades including energy upgrades on their BP drawings at BP stage. | Adria Electric Ltd
EP-2023-01677 | 2023-02-28 | 1111 W GEORGIA STREET, Vancouver, BC V6E 4M3 | Electrical Permit | Commercial | Addition | Completed | Installation / Repair - Commercial - Extra Low Voltage Security System – one card reader door add-on into Base Building Access System on the 6th floor. Door will be equipped with the Magnetic Locking hardware. >BP: Interior alterations to provide tenant improvements for an existing office tenant to combine unit #600 and #680 into one unit (retaining #600) becoming a full floor tenant in this existing commercial building on this site. Scope of work: remove demising walls to combine #600 and #680, demolish existing partition walls, doors, floorings, millwork, construct new partitions, new paint, millwork, sprinklers, electrical, HVAC, and plumbing work to suit new layout. REVISION #1: Interior layout and lighting changes, addition of mag locks and existing exhaust fans to be removed. (Letter of Commitment submitted dated Dec.13,2022. Ok per Shannon Le) Change applicant from Joanna Langley to Gavin Cunningham (same company) TENANT: Aviso Wealth Inc Letters of Assurance submitted by: Schedule A and Mechanical/Plumbing Schedule B by Ian Chan, P.Eng., 604.696.8000 Architectural Schedule B by Colin Shrubb, AIBC, Architect, 604.697.7707 Electrical Schedule B by Thys Fourie, P.Eng., 604.696.8000 Building Sprinklered – Separate sprinkler permit required for proposed sprinkler work. OK for Field Review per Shelley D - May 26/22 | Tyco Integrated Fire & Security Canada Inc/Tyco Feu Et Securite Integres Canada Inc
EP-2023-01679 | 2023-02-28 | 1111 W GEORGIA STREET, Vancouver, BC V6E 4M3 | Electrical Permit | Commercial | Addition | Completed | Installation / Repair - Commercial - Extra Low Voltage Security System – Installation of 4 Card Reader doors on 11th floor. Card reader doors are being connected to the existing Base Building Access System. No Maglocks. >BP: Interior alterations to provide improvements for this new office tenant on the 11th floor (#1100) in this commercial building on this site. Scope of work: remove all partition walls/doors, finishes and construct new partition walls, repair and modify ceiling, millwork, lighting, finishes (floor/walls), HVAC, power and data, electrical, plumbing, mechanical and sprinkler work. TENANT: Marcus & Millichap Letters of Assurance submitted by: Schedule A and Architectural Schedule B, John Peter Sauter, P.Eng. ph: 403.270.0159 Mechanical/ Plumbing Schedule B, Collin Vaness, P.Eng. ph: 604.687.1821 Electrical Schedule B, Ken Quan, P.Eng., ph: 604.687.1821 OK for Field Review for Office TI; May 18, 2022 E2 Upgrade: Lighting, #8) Upgrade to incorporate Automatic Full OFFF (per 9.4.1.1.(h) of ASHRAE 90.1-2016) Energy checklist is currently no longer required with your Building Permit (BP) application. Some supporting documents are still required at BP stage, specifically Envelope and HVAC, if applicable. Service Water Heating and Lighting supporting documents, if applicable, must be submitted with your related trades permits (e.g. electrical and plumbing). All energy upgrades will be checked during inspections stage. It is the applicant's responsibility to identify and note all required upgrades including energy upgrades on their BP drawings at BP stage. | Tyco Integrated Fire & Security Canada Inc/Tyco Feu Et Securite Integres Canada Inc
PP-2023-00272 | 2023-01-25 | 1111 W GEORGIA STREET, Vancouver, BC V6E 4M3 | Plumbing Permit | Commercial | Tenant Improvement | Completed | Commercial - New kitchen sink location >BP: 19th floor Interior alterations to provide tenant improvements for a new office tenant on the 19th floor in this existing commercial building on this site. Scope of work: construct partition walls, doors, new kitchenette, millwork, finishes, lighting, electrical and plumbing work. | Mountain View Mechanical Ltd
EP-2023-00691 | 2023-01-27 | 1111 W GEORGIA STREET, Vancouver, BC V6E 4M3 | Electrical Permit | Commercial | Tenant Improvement | Completed | Installation / Repair - Commercial - 19TH FLOOR - Install new pot light fixtures, receptacles, run Data lines and run branch circuits >BP: 19th floor Interior alterations to provide tenant improvements for a new office tenant on the 19th floor in this existing commercial building on this site. Scope of work: construct partition walls, doors, new kitchenette, millwork, finishes, lighting, electrical and plumbing work. | Marcel Electric Inc
EP-2023-02495 | 2023-03-24 | 1111 W GEORGIA STREET, Vancouver, BC V6E 4M3 | Electrical Permit | Commercial | Tenant Improvement | Completed | Installation / Repair - Commercial - Remove 2 heat detectors in old stairs. >BP: 19th and 20th Floors: Interior alteration to subdivide an existing suite horizontally between the 19th and 20th floors, and vertically into 2 suites on the 20th floor. The existing tenant (CMHC) will occupy the 19th floor only; the 20th floor is demised for 2 new tenants (TCC Canada in Suite #2050; Suite #2010 is vacant). No DP required; OK for BP only (K.K., Jun. 6, 2022). *This permit has been reviewed under the provisions of VBBL 2019.* | Marcel Electric Inc
EP-2023-03220 | 2023-04-14 | 1111 W GEORGIA STREET, Vancouver, BC V6E 4M3 | Electrical Permit | Commercial | NULL | Issued | Annual / Operating - Annual /Operating Valid: April 10, 2023 to April 09, 2024 Renewal of EP-2022-02876 | Corporate Electric Limited
PP-2022-03996 | 2022-11-07 | 1111 W GEORGIA STREET, Vancouver, BC V6E 4M3 | Plumbing Permit | Commercial | Tenant Improvement | Completed | Commercial - re and re two bathrooms and a kitchen #900 - 9th Floor Interior alterations to provide tenant improvements to a new office tenant on the 9th floor (#900) in this existing commercial building on site. Scope of work: Demolish all partition walls, glazing and framing, doors, floor finishes, plumbing fixtures. Construct new interior walls, new doors, electrical, plumbing and sprinkler work. TENANT: Beedie Development Corp | Rock Mechanical Inc
PP-2022-04035 | 2022-11-08 | 1111 W GEORGIA STREET, Vancouver, BC V6E 4M3 | Plumbing Permit | Commercial | Tenant Improvement | Completed | Commercial - Install (1) new backflow preventor serving water filter in kitchen under sink. | Fred Welsh Ltd
SP-2022-01804 | 2023-01-09 | 1111 W GEORGIA STREET, Vancouver, BC V6E 4M3 | Sprinkler Permit | Commercial | Tenant Improvement | Completed | Commercial - For sprinkler system alterations to the 2019 VBBL and NFPA 13, 2013 for the tenant improvements to provide interior alterations for tenant improvements to a new office tenant on the 9th floor (#900) in this existing commercial building on site. Scope of work: Demolish all partition walls, glazing and framing, doors, floor finishes, plumbing fixtures. Construct new interior walls, new doors, electrical, plumbing and sprinkler work. 1. This application does not include any of the following: • Warehouse storage arrangements, or mobile compact storage arrangements. • Changes to the sprinkler system supply piping (e.g. valves, mains, cross-mains, etc.). • Flexible sprinkler pipe. • New alternative solutions and/or modifications to existing alternative solutions. • Change in occupancy and/or hazard classification. Engineer of Record: Dan Wong 778-847-0572 denveng7@gmail.com | Priority Fire Systems Ltd
EP-2022-10449 | 2022-12-12 | 1111 W GEORGIA STREET, Vancouver, BC V6E 4M3 | Electrical Permit | Commercial | Tenant Improvement | Completed | Installation / Repair - Commercial - Install wiring for audio and television only. >BP: Interior alterations to provide tenant improvements to a new office tenant on the 9th floor (#900) in this existing commercial building on site. Scope of work: Demolish all partition walls, glazing and framing, doors, floor finishes, plumbing fixtures. Construct new interior walls, new doors, electrical, plumbing and sprinkler work. TENANT: Beedie Development Corp Letters of Assurance submitted: Schedule A & Architectural Schedule B by Andrew Igel, Architect, AIBC., 778.839.4260 Electrical Schedule B by Sher Singh Deo, P.Eng., 604.946.7680 Plumbing/Mechanical Schedule B by Derek Toth, P.Eng., 604.591.2766 Building Sprinklered – Separate sprinkler permit required for proposed sprinkler work. E2 - Lighting - Upgrade to Local Control (per 9.4.1.1.(a) of ASHRAE 90.1-2016) Energy checklist is currently no longer required with your Building Permit (BP) application. Some supporting documents are still required at BP stage, specifically Envelope and HVAC, if applicable. Service Water Heating and Lighting supporting documents, if applicable, must be submitted with your related trades permits (e.g. electrical and plumbing). All energy upgrades will be checked during inspections stage. It is the applicant’s responsibility to identify and note all required upgrades including energy upgrades on their BP drawings at BP stage. | Spectrum Networks Inc
SP-2023-00109 | 2023-01-19 | 1111 W GEORGIA STREET, Vancouver, BC V6E 4M3 | Sprinkler Permit | Commercial | Tenant Improvement | Completed | Commercial - Add and relocate sprinkler heads for tenant improvement. >BP: Interior alterations to provide tenant improvements for a new office tenant on the 19th floor in this existing commercial building on this site. Scope of work: construct partition walls, doors, new kitchenette, millwork, finishes, lighting, electrical and plumbing work. Building Sprinklered - Separate sprinkler permit required for proposed sprinkler work. *****This application does not include any of the following: 1. Not more than 20 sprinklers (add, relocate, or remove), 2. hydraulic calculations, 3. change in occupancy and /or hazard classification, 4. warehouse storage arrangements, 5. mobile compact storage arrangements, 6. alternative solutions, 7. changes to the sprinkler system supply piping (e.g. valves, mains, cross-mains, branch-lines, etc.), or 8. flexible sprinkler pipe. | Priority Fire Systems Ltd
EP-2023-00798 | 2023-01-31 | 1111 W GEORGIA STREET, Vancouver, BC V6E 4M3 | Electrical Permit | Commercial | Tenant Improvement | Completed | Installation / Repair - Commercial - Remove old electrical and install new lighting. Add one fire alarm pull station. >BP: Interior alterations to provide tenant improvements for an existing office tenant to combine unit #600 and #680 into one unit (retaining #600) becoming a full floor tenant in this existing commercial building on this site. Scope of work: remove demising walls to combine #600 and #680, demolish existing partition walls, doors, floorings, millwork, construct new partitions, new paint, millwork, sprinklers, electrical, HVAC, and plumbing work to suit new layout. REVISION #1: Interior layout and lighting changes, addition of mag locks and existing exhaust fans to be removed. (Letter of Commitment submitted dated Dec.13,2022. Ok per Shannon Le) Change applicant from Joanna Langley to Gavin Cunningham (same company) TENANT: Aviso Wealth Inc Letters of Assurance submitted by: Schedule A and Mechanical/Plumbing Schedule B by Ian Chan, P.Eng., 604.696.8000 Architectural Schedule B by Colin Shrubb, AIBC, Architect, 604.697.7707 Electrical Schedule B by Thys Fourie, P.Eng., 604.696.8000 Building Sprinklered – Separate sprinkler permit required for proposed sprinkler work. OK for Field Review per Shelley D - May 26/22 E2 - HVAC - Clean and Balance all Air Systems (per 6.7.2.3.2 of ASHRAE 90.1-2016) | Wynn's Electrical Contractors Ltd
EP-2022-07819 | 2022-09-16 | 1111 W GEORGIA STREET, Vancouver, BC V6E 4M3 | Electrical Permit | Commercial | Tenant Improvement | Completed | Installation / Repair - Commercial - Renovation of 9th floor office space which includes electrical work. The installation of electrical switches, receptacles, low voltage wiring and relocating existing lights and possibly relocation fire alarm speakers #900 - 9th Floor Interior alterations to provide tenant improvements to a new office tenant on the 9th floor (#900) in this existing commercial building on site. Scope of work: Demolish all partition walls, glazing and framing, doors, floor finishes, plumbing fixtures. Construct new interior walls, new doors, electrical, plumbing and sprinkler work. TENANT: Beedie Development Corp | Adria Electric Ltd
SP-2022-01578 | 2022-09-28 | 1111 W GEORGIA STREET, Vancouver, BC V6E 4M3 | Sprinkler Permit | Commercial | Tenant Improvement | Completed | Commercial - Add one sprinkler head after existing interconnected stair been removed. >BP: 19th and 20th Floors: Interior alteration to subdivide an existing suite horizontally between the 19th and 20th floors, and vertically into 2 suites on the 20th floor. The existing tenant (CMHC) will occupy the 19th floor only; the 20th floor is demised for 2 new tenants (TCC Canada in Suite #2010; Suite #2000 is vacant). *****This application does not include any of the following: 1. Not more than 20 sprinklers (add, relocate, or remove), 2. hydraulic calculations, 3. change in occupancy and /or hazard classification, 4. warehouse storage arrangements, 5. mobile compact storage arrangements, 6. alternative solutions, 7. changes to the sprinkler system supply piping (e.g. valves, mains, cross-mains, branch-lines, etc.), or 8. flexible sprinkler pipe. | Priority Fire Systems Ltd
SP-2022-01540 | 2022-09-23 | 1111 W GEORGIA STREET, Vancouver, BC V6E 4M3 | Sprinkler Permit | Commercial | Tenant Improvement | Completed | Commercial - ADD AND RELOCATE 18 SPRINKLER HEADS *****This application does not include any of the following: 1. Not more than 20 sprinklers (add, relocate, or remove), 2. hydraulic calculations, 3. change in occupancy and /or hazard classification, 4. warehouse storage arrangements, 5. mobile compact storage arrangements, 6. alternative solutions, 7. changes to the sprinkler system supply piping (e.g. valves, mains, cross-mains, branch-lines, etc.), or 8. flexible sprinkler pipe. #600 - 6th floor Interior alterations to provide tenant improvements for an existing office tenant to combine unit #600 and #680 into one unit (retaining #600) becoming a full floor tenant in this existing commercial building on this site. Scope of work: remove demising walls to combine #600 and #680, demolish existing partition walls, doors, floorings, millwork, construct new partitions, new paint, millwork, sprinklers, electrical, HVAC, and plumbing work to suit new layout. TENANT: Aviso Wealth Inc | Priority Fire Systems Ltd
EP-2022-05551 | 2022-06-30 | 1111 W GEORGIA STREET, Vancouver, BC V6E 4M3 | Electrical Permit | Commercial | Tenant Improvement | Completed | Installation / Repair - Commercial - Install light fixtures, receptacle, sensor switches, floor box receptacles, add small cable tray, relocate fire alarm speakers into offices. >BP: Interior alterations to provide improvements for this new office tenant on the 11th floor (#1100) in this commercial building on this site. Scope of work: remove all partition walls/doors, finishes and construct new partition walls, repair and modify ceiling, millwork, lighting, finishes (floor/walls), HVAC, power and data, electrical, plumbing, mechanical and sprinkler work. TENANT: Marcus & Millichap Letters of Assurance submitted by: Schedule A and Architectural Schedule B, John Peter Sauter, P.Eng. ph: 403.270.0159 Mechanical/ Plumbing Schedule B, Collin Vaness, P.Eng. ph: 604.687.1821 Electrical Schedule B, Ken Quan, P.Eng., ph: 604.687.1821 OK for Field Review for Office TI; May 18, 2022 E2 Upgrade: Lighting, #8) Upgrade to incorporate Automatic Full OFFF (per 9.4.1.1.(h) of ASHRAE 90.1-2016) Energy checklist is currently no longer required with your Building Permit (BP) application. Some supporting documents are still required at BP stage, specifically Envelope and HVAC, if applicable. Service Water Heating and Lighting supporting documents, if applicable, must be submitted with your related trades permits (e.g. electrical and plumbing). All energy upgrades will be checked during inspections stage. It is the applicant's responsibility to identify and note all required upgrades including energy upgrades on their BP drawings at BP stage. | Marcel Electric Inc
PP-2022-02421 | 2022-07-13 | 1111 W GEORGIA STREET, Vancouver, BC V6E 4M3 | Plumbing Permit | Commercial | Tenant Improvement | Completed | Commercial - Plumbing Fixture Upgrades #1100 - 11th floor Interior alterations to provide improvements for this new office tenant on the 11th floor (#1100) in this commercial building on this site. Scope of work: remove all partition walls/doors, finishes and construct new partition walls, repair and modify ceiling, millwork, lighting, finishes (floor/walls), HVAC, power and data, electrical, plumbing, mechanical and sprinkler work. TENANT: Marcus & Millichap | Pacific Mechanical Systems Ltd
SP-2022-01242 | 2022-10-12 | 1111 W GEORGIA STREET, Vancouver, BC V6E 4M3 | Sprinkler Permit | Commercial | Tenant Improvement | Completed | Commercial - For sprinkler system alterations to the 2019 VBBL and NFPA 13, 2013 for the tenant improvements to provide tenant improvements for this new office tenant on the 11th floor (#1100) in this commercial building on this site. Engineer of Record: Matthew Clayton - 604-687-1821 | Priority Fire Systems Ltd
EP-2022-06495 | 2022-08-10 | 1185 W GEORGIA STREET, Vancouver, BC V6E 4E6 | Electrical Permit | Commercial | Renovation | Completed | Installation / Repair - Commercial - New Data lines to multiple locations. Power for Hydro massage, tanning beds, front desk. Replace ceiling fans. Power for new water fountain. | APP Electric Inc
PP-2022-02767 | 2022-08-10 | 1185 W GEORGIA STREET, Vancouver, BC V6E 4E6 | Plumbing Permit | Commercial | Tenant Improvement | Completed | Commercial - Removing 5 showers **No Building alterations or Building work otherwise a BP will be required | Lillie Family Heating & Plumbing (2014) Ltd
EP-2023-00355 | 2023-01-31 | 1185 W GEORGIA STREET, Vancouver, BC V6E 4E6 | Electrical Permit | Commercial | Addition | Completed | Installation / Repair - Commercial - Supply power and connection for 2 standup tanning beds. | APP Electric Inc
SP-2023-00341 | 2023-05-29 | 1185 W GEORGIA STREET, Vancouver, BC V6E 4E6 | Sprinkler Permit | Commercial | Tenant Improvement | Completed | Commercial - For sprinkler system alterations to the 2019 VBBL and NFPA 13, 2013 to return the entire floor including the elevator and lobby back to shell space. | Viking Fire Protection Inc
SP-2023-00340 | 2023-05-29 | 1185 W GEORGIA STREET, Vancouver, BC V6E 4E6 | Sprinkler Permit | Commercial | Tenant Improvement | Issued | Commercial - For sprinkler system alterations to the 2019 VBBL and NFPA 13, 2013 for the tenant improvements to provide interior alterations to combine #605 and #650 into a full floor office space (#600) and to provide tenant improvements for the existing office tenant in this existing commercial building on this site. Engineer of Record: Liang Xin Peng 604-324-7122 lpeng@vikingfire.ca | Viking Fire Protection Inc
PP-2023-02130 | 2023-06-16 | 1185 W GEORGIA STREET, Vancouver, BC V6E 4E6 | Plumbing Permit | Commercial | Tenant Improvement | Completed | Commercial - New sink location >BP: #700 - 7th Floor Interior alterations to provide tenant improvement to a new office tenant on the 7th floor (#700) on this existing commercial building on site. Scope of work: Remove walls, doors, millwork. Construct new partition, glass barn/sliding doors, new paint, flooring, electrical, plumbing and sprinkler work. | Mountain View Mechanical Ltd
EP-2023-04813 | 2023-05-31 | 1185 W GEORGIA STREET, Vancouver, BC V6E 4E6 | Electrical Permit | Commercial | Tenant Improvement | Completed | Installation / Repair - Commercial - Install New LED pot lights Install strip lighting under millwork shelves power and data installation for works desks and copier printer location power installation in kitchen >BP: #700 - 7th Floor Interior alterations to provide tenant improvement to a new office tenant on the 7th floor (#700) on this existing commercial building on site. Scope of work: Remove walls, doors, millwork. Construct new partition, glass barn/sliding doors, new paint, flooring, electrical, plumbing and sprinkler work. TENANT: BCA Claims & Consulting Ltd. | Sasco Contractors Ltd
SP-2023-00913 | 2023-05-24 | 1185 W GEORGIA STREET, Vancouver, BC V6E 4E6 | Sprinkler Permit | Commercial | Tenant Improvement | Completed | Commercial - Add and Relocated Sprinkler Heads >BP: Interior alterations to provide tenant improvement to a new office tenant on the 7th floor (#700) on this existing commercial building on site. Scope of work: Remove walls, doors, millwork. Construct new partition, glass barn/sliding doors, new paint, flooring, electrical, plumbing and sprinkler work. *****This application does not include any of the following: 1. Not more than 20 sprinklers (add, relocate, or remove), 2. hydraulic calculations, 3. change in occupancy and /or hazard classification, 4. warehouse storage arrangements, 5. mobile compact storage arrangements, 6. alternative solutions, 7. changes to the sprinkler system supply piping (e.g. valves, mains, cross-mains, branch-lines, etc.), or 8. flexible sprinkler pipe. | Viking Fire Protection Inc
EP-2023-06250 | 2023-07-12 | 1185 W GEORGIA STREET, Vancouver, BC V6E 4E6 | Electrical Permit | Commercial | Tenant Improvement | Completed | Installation / Repair - Commercial - Electrical Demo >#1200 - 12th floor (full floor) Interior alterations to provide improvements for the existing full floor office tenant on the 12th floor (#1200) of this existing commercial building. Scope of work: Demolish/construct partition walls, doors and frames. Remove t-bar ceilings and light fixtures. New universal washroom, floorings, millwork, electrical, plumbing and sprinkler work. Letters of Assurance submitted: Schedule A and Architectural Schedule B by Rufina Wu, Architect, AIBC., 604.484.1593 Electrical Schedule B by Henry Doornberg, P.Eng., 403.313.8270 Plumbing/Mechanical Schedule B by Daniel Prescott, P.Eng., 604.255.1169 Building Sprinklered – Separate sprinkler permit required for proposed sprinkler work. E2 - Retrofit Path: 1 @ E2 Energy checklist is currently no longer required with your Building Permit (BP) application. Some supporting documents are still required at BP stage, specifically Envelope and HVAC, if applicable. Service Water Heating and Lighting supporting documents, if applicable, must be submitted with your related trades permits (e.g. electrical and plumbing). All energy upgrades will be checked during inspections stage. It is the applicant’s responsibility to identify and note all required upgrades including energy upgrades on their BP drawings at BP stage. | Sasco Contractors Ltd
EP-2024-00535 | 2024-01-31 | 1185 W GEORGIA STREET, Vancouver, BC V6E 4E6 | Electrical Permit | Commercial | Tenant Improvement | Issued | Installation / Repair - Commercial - Demo out all electrical and communications back to the electrical room. Make safe all cabling for demo contractor to take away including all electrical components (lights, panels etc.). Supply and Install x10 new stubble lighting for the space. New Emergency lighting to be installed as per drawings. Relocate and fire alarm devices required and verify once complete. Existing distribution to remain as is. Temp lighting to be installed once lights are disconnected. Power for existing heat pump to be relocated. Power for x10 new heat pumps. >BP: #600 - 6th Floor (full floor tenant) Interior alterations to combine #605 and #650 into a full floor office space (#600) and to provide tenant improvements for the existing office tenant in this existing commercial building on this site. Scope of work: Remove the demising wall to combine the 2 units, remove/construct partition walls, doors, frames, millwork, universal washroom upgrade, electrical, plumbing and sprinkler work. Letters of Assurance submitted by:: Schedule A and Architectural Schedule B, Rufina Wu, Architect, AIBC., 604.484.1593 Electrical Schedule B, Henry Boornberg, P.Eng., 403.313.8270 Plumbing/Mechanical Schedule B, Daniel Prescott, P.Eng. 604.255.1169 | Sasco Contractors Ltd
PP-2024-00260 | 2024-02-06 | 1185 W GEORGIA STREET, Vancouver, BC V6E 4E6 | Plumbing Permit | Commercial | Renovation | Issued | Commercial - L6 - Demo | Tino Mechanical Ltd
PP-2023-04261 | 2023-12-18 | 1185 W GEORGIA STREET, Vancouver, BC V6E 4E6 | Plumbing Permit | Commercial | Tenant Improvement | Completed | Commercial - Demo only >BP: #1200 - 12th floor (full floor) Interior alterations to provide improvements for the existing full floor office tenant on the 12th floor (#1200) of this existing commercial building. Scope of work: Demolish/construct partition walls, doors and frames. Remove t-bar ceilings and light fixtures. New universal washroom, floorings, millwork, electrical, plumbing and sprinkler work. REVISION #1: Reduce the scope to demo to shell space only for the entire floor to include elevator lobby and corridor. SEPARATE PERMIT IS REQUIRED FOR FUTURE TENANT IMPROVEMENT OR TO CHANGE THE USE - Oct 13/23 - LLL | Tino Mechanical Ltd
SP-2023-01507 | 2023-08-17 | 1185 W GEORGIA STREET, Vancouver, BC V6E 4E6 | Sprinkler Permit | Commercial | Tenant Improvement | Completed | Commercial - Add and Relocated Sprinkler Heads >BP: #900 - 9th floor interior alterations to provide improvements for this existing full floor office tenant on the 9th floor (#900) of this existing commercial building. Scope of work: select demo and installation of partition walls to reconfigure layout. Existing office/meeting room to be acoustically enhanced for privacy. Mechanical, electrical, and sprinklers to suit. ********This application does not include any of the following: 1. Not more than 20 sprinklers (add, relocate, or remove), 2. hydraulic calculations, 3. change in occupancy and /or hazard classification, 4. warehouse storage arrangements, 5. mobile compact storage arrangements, 6. alternative solutions, 7. changes to the sprinkler system supply piping (e.g. valves, mains, cross-mains, branch-lines, etc.), or 8. flexible sprinkler pipe. | Viking Fire Protection Inc
EP-2023-07316 | 2023-08-11 | 1185 W GEORGIA STREET, Vancouver, BC V6E 4E6 | Electrical Permit | Commercial | Tenant Improvement | Completed | Installation / Repair - Commercial - Demo, Installation of Lighting, Lighting Control, Power Supply. Communications rough in. >BP: interior alterations to provide improvements for this existing full floor office tenant on the 9th floor (#900) of this existing commercial building. Scope of work: select demo and installation of partition walls to reconfigure layout. Existing office/meeting room to be acoustically enhanced for privacy. Mechanical, electrical, and sprinklers to suit. Letters of Assurance submitted: - Schedule A by - Rosa Salcido, Architect, AIBC, Ph#778-390-4904 - Architectural Schedule B by Rosa Salcido, AIBC, Architect, Ph#778-390-4904. - Electrical Schedule B by Roger Dupuis, P.Eng. LEED AP. ph#604.569.6500. - Mech/Plumbing Scheduel B by Eric Cresswell, P.Eng. ph#604.684.5995. Energy checklist is currently no longer required with your Building Permit (BP) application. Some supporting documents are still required at BP stage, specifically Envelope and HVAC, if applicable. Service Water Heating and Lighting supporting documents, if applicable, must be submitted with your related trades permits (e.g. electrical and plumbing). | Sasco Contractors Ltd
PP-2023-02967 | 2023-09-06 | 1185 W GEORGIA STREET, Vancouver, BC V6E 4E6 | Plumbing Permit | Commercial | Tenant Improvement | Completed | Commercial - Supply & install plumbing fixtures and piping as per drawing & spec: - Remove and reinstall (1) sink and faucet. - Install (1) new sink and faucet - Install (2) backflow devices >BP: #900 - 9th floor interior alterations to provide improvements for this existing full floor office tenant on the 9th floor (#900) of this existing commercial building. Scope of work: select demo and installation of partition walls to reconfigure layout. Existing office/meeting room to be acoustically enhanced for privacy. Mechanical, electrical, and sprinklers to suit. | SOMATIC HVAC SOLUTIONS LTD
EP-2022-00466 | 2022-01-25 | 1185 W GEORGIA STREET, Vancouver, BC V6E 4E6 | Electrical Permit | Commercial | Tenant Improvement | Completed | Installation / Repair - Commercial - Install receptacle, light fixtures and occupancy sensors Run Data >BP: Interior alterations to combine #1605 and #1625 into one unit (retaining #1605) for a new office tenant in this existing commercial building on this site. Scope of work: remove a portion of the demising wall and select interior partition walls/doors, remove existing kitchen, construct new partition walls, millwork, finishes, new power/data, electrical, plumbing and sprinkler work. TENANT: AMLC Building Sprinklered - Separate sprinkler permit required for proposed sprinkler work. OK for Field Review per K. Vogt, Nov 2, 2021 E2 - Lighting - Upgrade to incorporate Automatic Partial OFF (per 9.4.1.1(g) of ASHRAE 90.1-2016) Energy checklist is currently no longer required with your Building Permit (BP) application. Some supporting documents are still required at BP stage, specifically Envelope and HVAC, if applicable. Service Water Heating and Lighting supporting documents, if applicable, must be submitted with your related trades permits (e.g. electrical and plumbing). All energy upgrades will be checked during inspections stage. It is the applicant's responsibility to identify and note all required upgrades including energy upgrades on their BP drawings at BP stage. | Marcel Electric Inc
PP-2022-00523 | 2022-02-22 | 1185 W GEORGIA STREET, Vancouver, BC V6E 4E6 | Plumbing Permit | Commercial | Renovation | Completed | Commercial - Renovation office space #1625 - 16th floor Interior alterations to provide improvements for this new office tenant on the 16th floor (#1625) in this existing commercial building on this site. Scope of work: remove/construct select partition walls, doors to create additional office spaces, millwork, finishes, electrical and sprinkler work. TENANT: Allen McMillan Litigation Counsel | M & H Plumbing, Heating & Gas
PP-2022-00047 | 2022-01-11 | 1188 W GEORGIA STREET, Vancouver, BC V6E 4A2 | Plumbing Permit | Commercial | Tenant Improvement | Completed | Commercial - New sink location Unit #1000 - 10th Floor | Mountain View Mechanical Ltd
SP-2022-00004 | 2022-01-11 | 1188 W GEORGIA STREET, Vancouver, BC V6E 4A2 | Sprinkler Permit | Commercial | Tenant Improvement | Completed | Commercial - Add and relocate heads to suit new tenant layout. >#1000 - 10th floor Interior alterations to provide tenant improvements for a new office tenant on the 10th floor (#1000) in this existing commercial building. Scope of work: remove/construct partition walls, doors, millwork, finishes, new kitchenette, lighting, electrical, plumbing and sprinkler work. TENANT: Horizon Recruitment Inc Building Sprinklered – Separate sprinkler permit required for proposed sprinkler work. >>*****This application does not include any of the following: 1. Not more than 20 sprinklers (add, relocate, or remove), 2. hydraulic calculations, 3. change in occupancy and /or hazard classification, 4. warehouse storage arrangements, 5. mobile compact storage arrangements, 6. alternative solutions, 7. changes to the sprinkler system supply piping (e.g. valves, mains, cross-mains, branch-lines, etc.), or 8. flexible sprinkler pipe | Viking Fire Protection Inc
EP-2022-05067 | 2022-06-15 | 1188 W GEORGIA STREET, Vancouver, BC V6E 4A2 | Electrical Permit | Commercial | Tenant Improvement | Completed | Installation / Repair - Commercial - Demo existing lighting and install new lighting, replace exit sign >BP: Common Lobbies - 6th and 12th floors Interior alterations to provide improvements to common lobbies on the 6th and 12th floors of this commercial building on this site. Sprinkler permit required as per DBI. | Blueline Electrical Services Ltd
SP-2022-00676 | 2022-05-09 | 1188 W GEORGIA STREET, Vancouver, BC V6E 4A2 | Sprinkler Permit | Commercial | Tenant Improvement | Completed | Commercial - ADD AND RELOCATE 3 SPRINKLER HEADS #920 - 9th floor Interior alterations to expand this existing office tenant on the 9th floor (#920) into a portion of #950 and provide a tenant improvement in this commercial building on this site. Scope of work: remove a demising wall, new partition walls to expanded area for new layout. Electrical and sprinklers to suit. TENANT: VPAC Construction Group Ltd. *****This application does not include any of the following: 1. Not more than 20 sprinklers (add, relocate, or remove), 2. hydraulic calculations, 3. change in occupancy and /or hazard classification, 4. warehouse storage arrangements, 5. mobile compact storage arrangements, 6. alternative solutions, 7. changes to the sprinkler system supply piping (e.g. valves, mains, cross-mains, branch-lines, etc.), or 8. flexible sprinkler pipe. | Priority Fire Systems Ltd
EP-2022-03639 | 2022-05-05 | 1188 W GEORGIA STREET, Vancouver, BC V6E 4A2 | Electrical Permit | Commercial | Addition | Completed | Installation / Repair - Commercial - Relocate existing T-bar Light Fixtures. Install New 120v receptacles. Install New cat5 Outlets. >BP: Interior alterations to expand this existing office tenant on the 9th floor (#920) into a portion of #950 and provide a tenant improvement in this commercial building on this site. Scope of work: remove a demising wall, new partition walls to expanded area for new layout. Electrical and sprinklers to suit. DBI to determine if a Sprinkler permit is required. TENANT: VPAC Construction Group Ltd. E2 - Lighting - Upgrade to Restricted to Manual ON Energy checklist is currently no longer required with your Building Permit (BP) application. Some supporting documents are still required at BP stage, specifically Envelope and HVAC, if applicable. Service Water Heating and Lighting supporting documents, if applicable, must be submitted with your related trades permits (e.g. electrical and plumbing). All energy upgrades will be checked during inspections stage. It is the applicant’s responsibility to identify and note all required upgrades including energy upgrades on their BP drawings at BP stage. | Grove Electric Ltd
EP-2023-07603 | 2023-08-23 | 1188 W GEORGIA STREET, Vancouver, BC V6E 4A2 | Electrical Permit | Commercial | Renovation | Completed | Installation / Repair - Commercial - Replacement of existing hallway and elevator lobby lights. BP: 9th floor - common lobby and washrooms Interior alterations to provide improvements to the 9th floor lobby and common washrooms in this existing commercial building Scope of work: remove/replace finishes, millwork, partitions in common washrooms, lighting, electrical work. Energy checklist is currently no longer required with your Building Permit (BP) application. Some supporting documents are still required at BP stage, specifically Envelope and HVAC, if applicable. Service Water Heating and Lighting supporting documents, if applicable, must be submitted with your related trades permits (e.g. electrical and plumbing). | Bros Electric Ltd
PP-2023-03420 | 2023-09-26 | 1188 W GEORGIA STREET, Vancouver, BC V6E 4A2 | Plumbing Permit | Commercial | Tenant Improvement | Completed | Commercial - SUITE #1010- 10TH LOOR - New office space #1010 - 10th floor Interior alterations to provide tenant improvements for this office space on the 10th floor (#1010) in this existing commercial building. Scope of work: remove/construct partition walls, doors, millwork, finishes, lighting, electrical, plumbing and sprinkler work. | PACIFIC FLO MECHANICAL
EP-2023-08300 | 2023-09-14 | 1188 W GEORGIA STREET, Vancouver, BC V6E 4A2 | Electrical Permit | Commercial | Renovation | Completed | Installation / Repair - Commercial - Installation of Branch circuit wiring, Emergency Lighting, LV Data, Comm, Mechanical (Power supply Only). >Permit Amendment Sep 18, 2023 -"hazmat report attached for your reference" *Document(s) uploaded to "Application Documents" tab for Electrical Inspector review. Documents are at pending status at time of permit amendment approval >BP: #1010 - 10th floor Interior alterations to provide tenant improvements for this office space on the 10th floor (#1010) in this existing commercial building. Scope of work: remove/construct partition walls, doors, millwork, finishes, lighting, electrical, plumbing and sprinkler work. OK For DTI per Kirat Kang - July 5, 2023 | Kato Electrical Inc
PP-2023-03524 | 2023-10-06 | 1188 W GEORGIA STREET, Vancouver, BC V6E 4A2 | Plumbing Permit | Commercial | Tenant Improvement | Issued | Commercial - Re and Re of kitchen sink and faucet and adding an RPBA back flow for a water filter **No Building alterations otherwise a BP will be required | VANMECH PLUMBING & HEATING LTD.
EP-2023-10168 | 2023-11-10 | 1188 W GEORGIA STREET, Vancouver, BC V6E 4A2 | Electrical Permit | Commercial | NULL | Issued | Annual / Operating - Electrical Annual Permit (Operating Permit) for the maintenance and operation of electrical equipment. -Renewal of EP-2022-09674 -Valid: Nov 14, 2023 - Nov. 13, 2024 | Corporate Electric Limited
EP-2023-10380 | 2023-11-17 | 1188 W GEORGIA STREET, Vancouver, BC V6E 4A2 | Electrical Permit | Commercial | Addition | Completed | Installation / Repair - Commercial - Installation of four communications cables / terminations for office workstations | Corporate Electric Limited
SP-2023-02196 | 2023-12-06 | 1188 W GEORGIA STREET, Vancouver, BC V6E 4A2 | Sprinkler Permit | Commercial | Tenant Improvement | Issued | Commercial - RETURN THE TENANT SPACE TO BASE BUILDING SPRINKLER COVERAGE, NO OCCUPANCY HAZARD CHANGE, NO STORAGE ARRANGEMENTS, NO ALTERNATIVE SOLUTIONS INVOLVED. NO CHANGES ON SYSTEM SUPPLY PIPING. This permit has been issued to the 2019 VBBL and NFPA 13, 2013 to return this space, as described below, to base building sprinkler coverage (relocate and remove sprinklers to ensure sprinkler coverage to the base building design, VBBL, and NFPA 13). >BP: #108 - Main Floor Interior alterations to remove all non-load bearing partition walls to create a one shell space for this existing financial institution on the main floor (108) of this existing commercial building. Scope of work: Complete demolition of existing partitions, millwork, finishes, kitchen, washroom, bank vault, power and data, electrical, plumbing and sprinkler work. This application does not include any of the following: • hydraulic calculations, • change in occupancy and /or hazard classification, • storage arrangements (e.g. warehouse, mobile compact storage arrangements), • New alternative solutions and/or modifications to existing alternative solutions. • changes to the sprinkler system supply piping (e.g. valves, mains, cross-mains, branch-lines, etc.), or • flexible sprinkler pipe. Separate documents and application are required for the tenant improvement | Priority Fire Systems Ltd
PP-2023-04294 | 2023-12-11 | 1188 W GEORGIA STREET, Vancouver, BC V6E 4A2 | Plumbing Permit | Commercial | Tenant Improvement | Issued | Commercial - SUITE #108 - Returning office space back to base building >BP: #108 - Main Floor Interior alterations to remove all non-load bearing partition walls to create a one shell space for this existing financial institution on the main floor (108) of this existing commercial building. Scope of work: Complete demolition of existing partitions, millwork, finishes, kitchen, washroom, bank vault, power and data, electrical, plumbing and sprinkler work. Separate permit is required for any future tenant improvement or to change the use. | PACIFIC FLO MECHANICAL
EP-2023-11047 | 2023-12-11 | 1188 W GEORGIA STREET, Vancouver, BC V6E 4A2 | Electrical Permit | Commercial | Tenant Improvement | Issued | Installation / Repair - Commercial - Some demo, supply new troffer lights, adding lighting control and exit lights. >BP: Interior alterations to provide tenant improvements to this existing general office on the 12th floor (#1260) of this existing commercial building on site. Scope of work: Demo/construct partition walls, doors, glazing, flooring. Add new suite entrance, electrical, plumbing and sprinkler work. Building Sprinklered – Separate sprinkler permit required for proposed sprinkler work. Energy checklist is currently no longer required with your Building Permit (BP) application. Some supporting documents are still required at BP stage, specifically Envelope and HVAC, if applicable. Service Water Heating and Lighting supporting documents, if applicable, must be submitted with your related trades permits (e.g. electrical and plumbing). | Action Electric Ltd
PP-2024-00141 | 2024-01-22 | 1188 W GEORGIA STREET, Vancouver, BC V6E 4A2 | Plumbing Permit | Commercial | Tenant Improvement | Issued | Commercial - Existing sink to be demolished and install new sink. | Fred Welsh Ltd
EP-2024-00281 | 2024-01-18 | 1188 W GEORGIA STREET, Vancouver, BC V6E 4A2 | Electrical Permit | Commercial | Renovation | Issued | Installation / Repair - Commercial - Suite 1060 Upgrade existing light fixtures to new LED Install kitchen Receptacles Replace existing Outlets with new Re-Re 1 x FA Speaker and re-verify system >BP: #1060- 10th floor Interior alterations to provide improvements to an existing vacant office space to prepare for leasing, on the 10th floor (#1060) of this existing commercial building. Scope of work: Select demo of partition walls & doors to alter layout and install new kitchen. Electrical, Plumbing, & sprinklers to suit. | Corporate Electric Limited
PP-2024-00056 | 2024-01-08 | 1188 W GEORGIA STREET, Vancouver, BC V6E 4A2 | Plumbing Permit | Commercial | Tenant Improvement | Issued | Commercial - New sink and dishwasher tied into base building hot and cold water | Mountain View Mechanical Ltd
SP-2023-02285 | 2023-12-19 | 1188 W GEORGIA STREET, Vancouver, BC V6E 4A2 | Sprinkler Permit | Commercial | Tenant Improvement | Issued | Commercial - Add and relocate sprinkler heads for tenant improvement. >BP: #1260 - 12th floor Interior alterations to provide tenant improvements to this existing general office on the 12th floor (#1260) of this existing commercial building on site. Scope of work: Demo/construct partition walls, doors, glazing, flooring. Add new suite entrance, electrical, plumbing and sprinkler work. > *****This application does not include any of the following: 1. Not more than 20 sprinklers (add, relocate, or remove), 2. hydraulic calculations, 3. change in occupancy and /or hazard classification, 4. warehouse storage arrangements, 5. mobile compact storage arrangements, 6. alternative solutions, 7. changes to the sprinkler system supply piping (e.g. valves, mains, cross-mains, branch-lines, etc.), or 8. flexible sprinkler pipe. | Priority Fire Systems Ltd
EP-2023-11312 | NULL | 1188 W GEORGIA STREET, Vancouver, BC V6E 4A2 | Electrical Permit | Commercial | Tenant Improvement | Application Incomplete | Installation / Repair - Commercial - Bring a ground floor back to base building electrical services >BP: #108 - Main Floor Interior alterations to remove all non-load bearing partition walls to create a one shell space for this existing financial institution on the main floor (108) of this existing commercial building. Scope of work: Complete demolition of existing partitions, millwork, finishes, kitchen, washroom, bank vault, power and data, electrical, plumbing and sprinkler work. Separate permit is required for any future tenant improvement or to change the use. | Western Integrated Electrical Limited
SP-2024-00085 | 2024-01-25 | 1188 W GEORGIA STREET, Vancouver, BC V6E 4A2 | Sprinkler Permit | Commercial | Tenant Improvement | Issued | Commercial - SUITE #1060 - Relocate (3) existing sprinklers >BP: #1060- 10th floor Interior alterations to provide improvements to an existing vacant office space to prepare for leasing, on the 10th floor (#1060) of this existing commercial building. Scope of work: Select demo of partition walls & doors to alter layout and install new kitchen. Electrical, Plumbing, & sprinklers to suit. *****This application does not include any of the following: 1. Not more than 20 sprinklers (add, relocate, or remove), 2. hydraulic calculations, 3. change in occupancy and /or hazard classification, 4. warehouse storage arrangements, 5. mobile compact storage arrangements, 6. alternative solutions, 7. changes to the sprinkler system supply piping (e.g. valves, mains, cross-mains, branch-lines, etc.), or 8. flexible sprinkler pipe. | Community Fire Prevention Ltd
EP-2023-05813 | 2023-06-28 | 1188 W GEORGIA STREET, Vancouver, BC V6E 4A2 | Electrical Permit | Commercial | Renovation | Completed | Installation / Repair - Commercial - Install Branch Circuit Wiring; Add Vacancy Sensor; Cat 6 Data Drops. >BP: Interior alterations to provide tenant improvement for an existing office tenant on the 9th floor (#950) in this existing commercial building on the site. Scope of work: new partition wall/doors to divide an existing meeting room into two offices and electrical work. TENANT: Lions Gate Law Energy checklist is currently no longer required with your Building Permit (BP) application. Some supporting documents are still required at BP stage, specifically Envelope and HVAC, if applicable. Service Water Heating and Lighting supporting documents, if applicable, must be submitted with your related trades permits (e.g. electrical and plumbing). | Leading Edge Electric Inc
NULL | NULL | 1188 W GEORGIA STREET, Vancouver, BC V6E 4A2 | Sprinkler Permit | Commercial | Tenant Improvement | Draft | Commercial - one upright sprinkler turned down to pendant position. one new upright sprinkler due to added door | Glacier Fire Protection Ltd
SP-2023-01103 | 2023-06-21 | 1188 W GEORGIA STREET, Vancouver, BC V6E 4A2 | Sprinkler Permit | Commercial | Tenant Improvement | Completed | Commercial - Add one sprinkler turn one sprinkler to pendant from upright >BP: Interior alterations to the existing full floor office tenant on the 18th floor (#1800) in this existing commercial building on this site. Scope of work: remove/construct select partition walls/doors, lighting and electrical work. *****This application does not include any of the following: 1. Not more than 20 sprinklers (add, relocate, or remove), 2. hydraulic calculations, 3. change in occupancy and /or hazard classification, 4. warehouse storage arrangements, 5. mobile compact storage arrangements, 6. alternative solutions, 7. changes to the sprinkler system supply piping (e.g. valves, mains, cross-mains, branch-lines, etc.), or 8. flexible sprinkler pipe. | Glacier Fire Protection Ltd
SP-2023-01439 | 2023-08-04 | 1188 W GEORGIA STREET, Vancouver, BC V6E 4A2 | Sprinkler Permit | Commercial | Tenant Improvement | Completed | Commercial - Add and relocate sprinkler heads for lobby & washroom renovation. >BP: 9th floor - common lobby and washrooms Interior alterations to provide improvements to the 9th floor lobby and common washrooms in this existing commercial building Scope of work: remove/replace finishes, millwork, partitions in common washrooms, lighting, electrical work. *****This application does not include any of the following: 1. Not more than 20 sprinklers (add, relocate, or remove), 2. hydraulic calculations, 3. change in occupancy and /or hazard classification, 4. warehouse storage arrangements, 5. mobile compact storage arrangements, 6. alternative solutions, 7. changes to the sprinkler system supply piping (e.g. valves, mains, cross-mains, branch-lines, etc.), or 8. flexible sprinkler pipe. | Priority Fire Systems Ltd
EP-2023-06959 | 2023-08-02 | 1188 W GEORGIA STREET, Vancouver, BC V6E 4A2 | Electrical Permit | Commercial | New | Issued | Installation / Repair - Commercial - CCTV Prewire and finishing. >Permit Amendment Aug 17, 2023 -Addition are Intercom roughin and finish -Addition of Network switch and IP module for alarm | NexGen Technologies Inc
SP-2023-01333 | 2023-07-21 | 1188 W GEORGIA STREET, Vancouver, BC V6E 4A2 | Sprinkler Permit | Commercial | Tenant Improvement | Completed | Commercial - SUITE #1200 & #1260 - 12TH FLOOR - Add and relocate sprinkler heads for tenant improvement. >BP: #1220 and #1260 - 12th floor Interior alterations to demise office unit #1220 into two office units to be #1200 and #1260 and to provide alterations to the newly created #1220 in this existing commercial building on this site. Scope of work: constuct demising wall, remove/construct select partition walls, finishes, electrical work. *****This application does not include any of the following: 1. Not more than 20 sprinklers (add, relocate, or remove), 2. hydraulic calculations, 3. change in occupancy and /or hazard classification, 4. warehouse storage arrangements, 5. mobile compact storage arrangements, 6. alternative solutions, 7. changes to the sprinkler system supply piping (e.g. valves, mains, cross-mains, branch-lines, etc.), or 8. flexible sprinkler pipe. | Priority Fire Systems Ltd
EP-2023-06636 | 2023-07-24 | 1188 W GEORGIA STREET, Vancouver, BC V6E 4A2 | Electrical Permit | Commercial | Renovation | Completed | Installation / Repair - Commercial - Demolition of existing electrical & Data, installation of 6 new branch circuit receptacles, 6 new data drops, 3 new motion switches. >BP: #1220 and #1260 - 12th floor Interior alterations to demise office unit #1220 into two office units to be #1200 and #1260 and to provide alterations to the newly created #1220 in this existing commercial building on this site. Scope of work: constuct demising wall, remove/construct select partition walls, finishes, electrical work. Letters of Assurance submitted by: Schedule A and Architectural Schedule B, Danny Ka Wai Wong, Architect, ph: 604-773-2068 Mechanical Schedule B, Ronald Braun, MSc., P.Eng., ph: 604-609-0500 OK for Office TI Building Sprinklered – Building inspector to determine on site if a separate sprinkler permit is required. Energy checklist is currently no longer required with your Building Permit (BP) application. Some supporting documents are still required at BP stage, specifically Envelope and HVAC, if applicable. Service Water Heating and Lighting supporting documents, if applicable, must be submitted with your related trades permits (e.g. electrical and plumbing) | Kato Electrical Inc
EP-2023-04386 | 2023-05-23 | 1188 W GEORGIA STREET, Vancouver, BC V6E 4A2 | Electrical Permit | Commercial | Renovation | Completed | Installation / Repair - Commercial - Installation of 3 outlets, 6 data drops and 2 switches. >BP: Interior alterations to provide tenant improvement for an existing office tenant on the 6th floor (#650) in this existing commercial building on the site. Scope of work: new walls and doors for office rooms. OK for DTI - C. Yue March 28, 2023 | Kato Electrical Inc
EP-2023-05103 | 2023-06-14 | 1188 W GEORGIA STREET, Vancouver, BC V6E 4A2 | Electrical Permit | Commercial | Renovation | Completed | Installation / Repair - Commercial - Office reload light control and reload light fixtures, basically separate one office become 2 office, no new light fixtures add, just add 2 more new plugs, and separate the lighting control, add new exit light at new door. >BP: Interior alterations to the existing full floor office tenant on the 18th floor (#1800) in this existing commercial building on this site. Scope of work: remove/construct select partition walls/doors, lighting and electrical work. TENANT: Coromandel Properties Ltd. OK for Office TI Building Sprinklered – Building inspector to determine on site if a separate sprinkler permit is required. SP required as per DBI. Energy checklist is currently no longer required with your Building Permit (BP) application. Some supporting documents are still required at BP stage, specifically Envelope and HVAC, if applicable. Service Water Heating and Lighting supporting documents, if applicable, must be submitted with your related trades permits (e.g. electrical and plumbing). | Jeff Electric Ltd
SP-2023-01031 | 2023-06-09 | 1188 W GEORGIA STREET, Vancouver, BC V6E 4A2 | Sprinkler Permit | Commercial | Tenant Improvement | Completed | Commercial - Add and relocate sprinkler heads for tenant improvement. >BP: #650 - 6th floor Interior alterations to provide tenant improvement for an existing office tenant on the 6th floor (#650) in this existing commercial building on the site. Scope of work: new walls and doors for office rooms. *****This application does not include any of the following: 1. Not more than 20 sprinklers (add, relocate, or remove), 2. hydraulic calculations, 3. change in occupancy and /or hazard classification, 4. warehouse storage arrangements, 5. mobile compact storage arrangements, 6. alternative solutions, 7. changes to the sprinkler system supply piping (e.g. valves, mains, cross-mains, branch-lines, etc.), or 8. flexible sprinkler pipe. | Priority Fire Systems Ltd
SP-2023-00278 | 2023-02-17 | 1188 W GEORGIA STREET, Vancouver, BC V6E 4A2 | Sprinkler Permit | Commercial | Tenant Improvement | Completed | Commercial - Add and relocate sprinkler heads for tenant improvement. >BP: 19th Floor - Common Corridor and Washrooms Interior alterations to provide improvements to the 19th floor common corridors and washrooms only in this existing commercial building. Scope of work: remove existing ceiling, lights flooring, & finishes. New drywall bulkheads, lighting, flooring, finishes, and sprinkler work. *****This application does not include any of the following: 1. Not more than 20 sprinklers (add, relocate, or remove), 2. hydraulic calculations, 3. change in occupancy and /or hazard classification, 4. warehouse storage arrangements, 5. mobile compact storage arrangements, 6. alternative solutions, 7. changes to the sprinkler system supply piping (e.g. valves, mains, cross-mains, branch-lines, etc.), or 8. flexible sprinkler pipe. | Priority Fire Systems Ltd
SP-2023-00277 | 2023-02-17 | 1188 W GEORGIA STREET, Vancouver, BC V6E 4A2 | Sprinkler Permit | Commercial | Tenant Improvement | Completed | Commercial - Add and relocate sprinkler heads for tenant improvement. >BP: 11th Floor - Lobby/Corridor Interior alterations to provide improvements to the common corridors on the 11th floor of this existing commercial building. Scope of work: Demo existing ceilings, lighting, flooring and finishes. Remove elevator millwork, new drywall bulkheads, lighting, flooring, finishes, and sprinkler work. Building Sprinklered – Separate sprinkler permit required for proposed sprinkler work. *****This application does not include any of the following: 1. Not more than 20 sprinklers (add, relocate, or remove), 2. hydraulic calculations, 3. change in occupancy and /or hazard classification, 4. warehouse storage arrangements, 5. mobile compact storage arrangements, 6. alternative solutions, 7. changes to the sprinkler system supply piping (e.g. valves, mains, cross-mains, branch-lines, etc.), or 8. flexible sprinkler pipe. | Priority Fire Systems Ltd
EP-2023-01117 | 2023-02-09 | 1188 W GEORGIA STREET, Vancouver, BC V6E 4A2 | Electrical Permit | Commercial | Renovation | Completed | Installation / Repair - Commercial - 19th floor lobby and washroom renovation. Includes 18 pot lights, 7 x LED direct lights and LED cove light. >BP: Interior alterations to provide improvements to the 19th floor common corridors and washrooms only in this existing commercial building. Scope of work: remove existing ceiling, lights flooring, & finishes. New drywall bulkheads, lighting, flooring, finishes, and sprinkler work. E2 - HVAC - Clean and Balance all Air Systems (per 6.7.2.3.2 of ASHRAE 90.1-2016) Energy checklist is currently no longer required with your Building Permit (BP) application. Some supporting documents are still required at BP stage, specifically Envelope and HVAC, if applicable. Service Water Heating and Lighting supporting documents, if applicable, must be submitted with your related trades permits (e.g. electrical and plumbing). All energy upgrades will be checked during inspections stage. It is the applicant’s responsibility to identify and note all required upgrades including energy upgrades on their BP drawings at BP stage. | Adanac Electric Ltd
EP-2023-01115 | 2023-02-09 | 1188 W GEORGIA STREET, Vancouver, BC V6E 4A2 | Electrical Permit | Commercial | Renovation | Completed | Installation / Repair - Commercial - Lobby renovation on the 11th floor. Install 6 pot lights, 5 x LED direct lights and LED valence light. >BP: Interior alterations to provide improvements to the common corridors on the 11th floor of this existing commercial building. Scope of work: Demo existing ceilings, lighting, flooring and finishes. Remove elevator millwork, new drywall bulkheads, lighting, flooring, finishes, and sprinkler work. Building Sprinklered – Separate sprinkler permit required for proposed sprinkler work. E2 - HVAC - Clean and Balance all Air Systems (per 6.7.2.3.2 of ASHRAE 90.1-2016) Energy checklist is currently no longer required with your Building Permit (BP) application. Some supporting documents are still required at BP stage, specifically Envelope and HVAC, if applicable. Service Water Heating and Lighting supporting documents, if applicable, must be submitted with your related trades permits (e.g. electrical and plumbing). All energy upgrades will be checked during inspections stage. It is the applicant’s responsibility to identify and note all required upgrades including energy upgrades on their BP drawings at BP stage. | Adanac Electric Ltd
PP-2022-04524 | 2022-12-22 | 1188 W GEORGIA STREET, Vancouver, BC V6E 4A2 | Plumbing Permit | Commercial | Tenant Improvement | Completed | Commercial - Plumbing for new location >Interior alterations to provide tenant improvement for an existing office tenant on the 11th floor (#1180) in this existing commercial building on the site. Scope of work: construct new partition walls, glazing, finishes, millwork, lighting, power & data, electrical, plumbing and sprinkler work. OK for Field Review for Office TI Building Sprinklered - Separate sprinkler permit required for proposed sprinkler work. E2 - Retrofit Path: BOMA BESt (Path 1) - No Additional Upgrades Req'd Energy checklist is currently no longer required with your Building Permit (BP) application. Some supporting documents are still required at BP stage, specifically Envelope and HVAC, if applicable. Service Water Heating and Lighting supporting documents, if applicable, must be submitted with your related trades permits (e.g. electrical and plumbing). All energy upgrades will be checked during inspections stage. It is the applicant’s responsibility to identify and note all required upgrades including energy upgrades on their BP drawings at BP stage. | Mountain View Mechanical Ltd
PP-2022-04523 | 2022-12-22 | 1188 W GEORGIA STREET, Vancouver, BC V6E 4A2 | Plumbing Permit | Commercial | Tenant Improvement | Completed | Commercial - Plumbing for new kitchen sink location >Interior alterations to provide tenant improvement to an existing office tenant on the 9th floor (#950) in this commercial building on this site. Scope of work: Construct new partition walls to suit new office layout for boardroom, offices, pantry with kitchenette and electrical work. Building Sprinklered – Building inspector to determine on site if a separate sprinkler permit is required. E2 - Lighting - Upgrade to Restricted to Manual ON (per 9.4.1.1.(b) of ASHRAE 90.1-2016) Energy checklist is currently no longer required with your Building Permit (BP) application. Some supporting documents are still required at BP stage, specifically Envelope and HVAC, if applicable. Service Water Heating and Lighting supporting documents, if applicable, must be submitted with your related trades permits (e.g. electrical and plumbing). All energy upgrades will be checked during inspections stage. It is the applicant’s responsibility to identify and note all required upgrades including energy upgrades on their BP drawings at BP stage. | Mountain View Mechanical Ltd
SP-2022-02048 | 2022-12-08 | 1188 W GEORGIA STREET, Vancouver, BC V6E 4A2 | Sprinkler Permit | Commercial | Tenant Improvement | Completed | Commercial - Add and Relocated Sprinkler Heads >BP: Interior alterations to provide tenant improvement to an existing office tenant on the 9th floor (#950) in this commercial building on this site. Scope of work: Construct new partition walls to suit new office layout for boardroom, offices, pantry with kitchenette and electrical work. Building Sprinklered – Building inspector to determine on site if a separate sprinkler permit is required. *****This application does not include any of the following: 1. Not more than 20 sprinklers (add, relocate, or remove), 2. hydraulic calculations, 3. change in occupancy and /or hazard classification, 4. warehouse storage arrangements, 5. mobile compact storage arrangements, 6. alternative solutions, 7. changes to the sprinkler system supply piping (e.g. valves, mains, cross-mains, branch-lines, etc.), or 8. flexible sprinkler pipe. | Viking Fire Protection Inc
SP-2022-02049 | 2022-12-08 | 1188 W GEORGIA STREET, Vancouver, BC V6E 4A2 | Sprinkler Permit | Commercial | Tenant Improvement | Completed | Commercial - Relocated and Replaced Sprinkler Heads *****This application does not include any of the following: 1. Not more than 20 sprinklers (add, relocate, or remove), 2. hydraulic calculations, 3. change in occupancy and /or hazard classification, 4. warehouse storage arrangements, 5. mobile compact storage arrangements, 6. alternative solutions, 7. changes to the sprinkler system supply piping (e.g. valves, mains, cross-mains, branch-lines, etc.), or 8. flexible sprinkler pipe. | Viking Fire Protection Inc
EP-2022-10057 | 2022-11-30 | 1188 W GEORGIA STREET, Vancouver, BC V6E 4A2 | Electrical Permit | Commercial | Tenant Improvement | Completed | Installation / Repair - Commercial - Minor renovations to power, data, and lighting. Adding pot lights and pendants Adding a few power & data points for new offices & workstations >BP: Interior alterations to provide tenant improvement to an existing office tenant on the 16th floor (#1640) in this existing commercial building on the site. Scope: Construct new partition walls for new offices, meeting rooms and reception area. New doors, floors, millwork and electrical work. TENANT: Silverbirch Hotels and Resorts LP Building Sprinklered – Building inspector to determine on site if a separate sprinkler permit is required. E2 - HVAC - Clean and balance all air systems (per 6.7.2.3.2 of ASHRAE 90.1-2016) Energy checklist is currently no longer required with your Building Permit (BP) application. Some supporting documents are still required at BP stage, specifically Envelope and HVAC, if applicable. Service Water Heating and Lighting supporting documents, if applicable, must be submitted with your related trades permits (e.g. electrical and plumbing). All energy upgrades will be checked during inspections stage. It is the applicant’s responsibility to identify and note all required upgrades including energy upgrades on their BP drawings at BP stage. | Kato Electrical Inc
EP-2022-09136 | 2022-10-27 | 1188 W GEORGIA STREET, Vancouver, BC V6E 4A2 | Electrical Permit | Commercial | NULL | Expired | Annual / Operating - Annual permit for maintenance purposes. Note: See Term. | Blueline Electrical Services Ltd
SP-2022-01847 | 2022-11-16 | 1188 W GEORGIA STREET, Vancouver, BC V6E 4A2 | Sprinkler Permit | Commercial | Tenant Improvement | Completed | Commercial - Add and relocate sprinkler heads for tenant improvement. #1640 - 16th Floor Interior alterations to provide tenant improvement to an existing office tenant on the 16th floor (#1640) in this existing commercial building on the site. Scope: Construct new partition walls for new offices, meeting rooms and reception area. New doors, floors, millwork and electrical work. TENANT: Silverbirch Hotels and Resorts LP *****This application does not include any of the following: 1. Not more than 20 sprinklers (add, relocate, or remove), 2. hydraulic calculations, 3. change in occupancy and /or hazard classification, 4. warehouse storage arrangements, 5. mobile compact storage arrangements, 6. alternative solutions, 7. changes to the sprinkler system supply piping (e.g. valves, mains, cross-mains, branch-lines, etc.), or 8. flexible sprinkler pipe. | Priority Fire Systems Ltd
EP-2022-09674 | 2022-11-16 | 1188 W GEORGIA STREET, Vancouver, BC V6E 4A2 | Electrical Permit | Commercial | NULL | Expired | Annual / Operating - Annual Permit Renewal of EP-2021-08575 Valid: Nov 14/2022 to Nov 13/2023 | Corporate Electric Limited
EP-2022-09577 | 2022-11-14 | 1188 W GEORGIA STREET, Vancouver, BC V6E 4A2 | Electrical Permit | Commercial | Renovation | Completed | Installation / Repair - Commercial - UNIT #1100 - Provide Breakers as Required, Supply and install branch wiring for Counter GFCIs, Microwave receptacles, Fridge Receptacle and Dishwasher receptacle, Make Electrical connections to (2) exhaust fans supplied & installed by others. | Leading Edge Electric Inc
EP-2022-09676 | 2022-11-17 | 1188 W GEORGIA STREET, Vancouver, BC V6E 4A2 | Electrical Permit | Commercial | Renovation | Completed | Installation / Repair - Commercial - Provide Breakers as required; Install Branch wiring ( 3 new circuits from existing panel, Install receptacles throughout & dedicated appliance receptacles; Replace existing light fixtures with customer supplied fixtures, Install lighting controls ( Vacancy sensors, Lutron Vive), Install Exit/Em Pictograms, Install Data outlets (2 port, 4 port), >BP: Interior alterations to provide tenant improvement to an existing office tenant on the 9th floor (#950) in this commercial building on this site. Scope of work: Construct new partition walls to suit new office layout for boardroom, offices, pantry with kitchenette and electrical work. Building Sprinklered – Building inspector to determine on site if a separate sprinkler permit is required. E2 - Lighting - Upgrade to Restricted to Manual ON (per 9.4.1.1.(b) of ASHRAE 90.1-2016) Energy checklist is currently no longer required with your Building Permit (BP) application. Some supporting documents are still required at BP stage, specifically Envelope and HVAC, if applicable. Service Water Heating and Lighting supporting documents, if applicable, must be submitted with your related trades permits (e.g. electrical and plumbing). All energy upgrades will be checked during inspections stage. It is the applicant’s responsibility to identify and note all required upgrades including energy upgrades on their BP drawings at BP stage. | Leading Edge Electric Inc
EP-2022-05489 | 2022-07-06 | 1188 W GEORGIA STREET, Vancouver, BC V6E 4A2 | Electrical Permit | Commercial | Addition | Completed | Installation / Repair - Commercial - Install 29 CAT6 cables as per floor plan. Mount 26U network cabinet. - grounding the cabinet. | CaTech Systems Ltd
SP-2022-00999 | 2022-06-20 | 1188 W GEORGIA STREET, Vancouver, BC V6E 4A2 | Sprinkler Permit | Commercial | Renovation | Completed | Commercial - Changing existing heads to concealed and relocate @ new ceilings L6 Lobby and L12 Lobby Common Lobbies - 6th and 12th floors Interior alterations to provide improvements to common lobbies on the 6th and 12th floors of this commercial building on this site. *****This application does not include any of the following: 1. Not more than 20 sprinklers (add, relocate, or remove), 2. hydraulic calculations, 3. change in occupancy and /or hazard classification, 4. warehouse storage arrangements, 5. mobile compact storage arrangements, 6. alternative solutions, 7. changes to the sprinkler system supply piping (e.g. valves, mains, cross-mains, branch-lines, etc.), or 8. flexible sprinkler pipe. | A R T Fire Protection Inc
EP-2023-07336 | NULL | 1200 W GEORGIA STREET, Vancouver, BC V6E 4R2 | Electrical Permit | Commercial | Renovation | Application Incomplete | Installation / Repair - Commercial - Install 4 EVSEs in Visitor parking off house panel with Cell booster | Stream Energy Systems Inc
EP-2023-01865 | 2023-03-07 | 1281 W GEORGIA STREET, Vancouver, BC V6E 3J7 | Electrical Permit | Commercial | Tenant Improvement | Completed | Installation / Repair - Commercial - Replace transformer 45KVA transformer banks | Hopemate Electrical Solutions Inc
EP-2023-10295 | 2023-11-16 | 1281 W GEORGIA STREET, Vancouver, BC V6E 3J7 | Electrical Permit | Commercial | Tenant Improvement | Issued | Installation / Repair - Commercial - Replace transformer 45KVA transformer banks | Hopemate Electrical Solutions Inc
EP-2023-03003 | 2023-04-05 | 1333 W GEORGIA STREET, Vancouver, BC V6E 4V3 | Electrical Permit | Commercial | NULL | Issued | Annual / Operating - Maintenance of EV-EMS and EV infrastructure Amend: Oct 10, 2023 Correction to site address: 1333 W Georgia St, Vancouver, BC, V6E 4V3 | Stream Energy Systems Inc
EP-2023-07055 | 2023-08-03 | 1333 W GEORGIA STREET, Vancouver, BC V6E 4V3 | Electrical Permit | Commercial | Renovation | Issued | Installation / Repair - Commercial - Installation of temporary 1250 kVA transformer for repairs to existing transformer. Temp transformer to be position in place of existing transformer in existing unit sub enclosure. | Power Pros Electrical Ltd
EP-2023-06779 | 2023-07-26 | 1333 W GEORGIA STREET, Vancouver, BC V6E 4V3 | Electrical Permit | Residential | Addition | Completed | Installation / Repair - Residential - Temporary generator for remediation repairs | Power Pros Electrical Ltd
EP-2022-09730 | 2022-12-23 | 1333 W GEORGIA STREET, Vancouver, BC V6E 4V3 | Electrical Permit | Commercial | Renovation | Completed | Installation / Repair - Commercial - Electric Vehicle Charging Infrastructure - Wiring installation for electric vehicle supply equipment (EVSE). EV-EMS & installation of infrastructure of 183 level 2 EVSEs with 3:1 circuit sharing *Permit Amendment Jun 22, 2023 -"Installation of 6 EVSEs for stalls. 7, 25, 40, 69, 74, 48/49 (shared)" | Berts Electric (2001) Ltd
PP-2022-01353 | 2022-04-25 | 1415 W GEORGIA STREET, Vancouver, BC V6G 3C8 | Plumbing Permit | Commercial | Tenant Improvement | Completed | Commercial - Repiping of Recirculation Line only | BMS Plumbing & Mechanical Systems Ltd
EP-2023-07335 | NULL | 1415 W GEORGIA STREET, Vancouver, BC V6G 3C8 | Electrical Permit | Commercial | Renovation | Application Incomplete | Installation / Repair - Commercial - Install 4 EVSEs in Visitor parking off house panel with Cell booster | Stream Energy Systems Inc
PP-2022-02117 | 2022-06-17 | 1445 W GEORGIA STREET, Vancouver, BC V6G 2T3 | Plumbing Permit | Commercial | Tenant Improvement | Completed | Commercial - Lawn Irrigation system | Faria Mechanical Ltd
PP-2022-02284 | 2022-07-04 | 1445 W GEORGIA STREET, Vancouver, BC V6G 2T3 | Plumbing Permit | Commercial | Renovation | Completed | Commercial - 3x DCVA backflows | Jensen's Plumbing & Heating Ltd
EP-2022-08032 | 2022-09-23 | 1445 W GEORGIA STREET, Vancouver, BC V6G 2T3 | Electrical Permit | Commercial | Renovation | Completed | Installation / Repair - Commercial - Supply power to 4x new boiler with emergency stop button to isolate power if needed. | Hopemate Electrical Solutions Inc
NULL | NULL | 1455 W GEORGIA STREET, Vancouver, BC V6G 2T3 | Plumbing Permit | Commercial | New | Draft | Commercial - Install new backflow | Brian Mussato Plumbing & Heating Ltd
GP-2023-03715 | 2023-11-24 | 2612 WARD STREET, Vancouver, BC V5R 4S6 | Gas Permit | Residential | Addition | Completed | Residential - re and re gas hwt | Christopher Sterling
GP-2023-00916 | 2023-03-15 | 2821 WALL STREET, Vancouver, BC V5K 1B1 | Gas Permit | Residential | New | Completed | Residential - INSTALL ONE GAS FIREPLACE WITH VENT AND HOOK UP. | Fastgo System 2011 Inc DBA Fireplaces Unlimited
EP-2023-09262 | 2023-10-26 | 2843 WALL STREET, Vancouver, BC V5K 1B1 | Electrical Permit | Residential | Addition | Completed | Installation / Repair - Residential - Service upgrade from 100A to 200A. Install heat pump circuit MP-2023-01895: Issued | Superb Electric Limited
MP-2023-01895 | 2023-10-22 | 2843 WALL STREET, Vancouver, BC V5K 1B1 | Mechanical Permit | NULL | NULL | Issued | NULL | Maestro Plumbing Heating & Air Conditioning Ltd
MP-2023-00266 | 2023-02-28 | 2855 WALL STREET, Vancouver, BC V5K 1B1 | Mechanical Permit | NULL | NULL | Completed | NULL | Mann Plumbing and Heating (2019) Ltd
PP-2023-00480 | 2023-02-10 | 2855 WALL STREET, Vancouver, BC V5K 1B1 | Plumbing Permit | Residential | New | Completed | Residential - New plumbing for duplex >BP: To construct a 2-storey + Basement, two-family dwelling with an attached accessory building (garage) providing 1 parking space, having vehicular access from Wall Street. The entire building, INCLUDING THE ATTACHED GARAGE (if applicable), to be sprinklered to NFPA 13R. Note: This is a 2 storey building pursuant to the Zoning and Development By-Law 1. Heat pump unit proposed in rear x2, inter. upper flr mech. room 2. No bar sink proposed 3. Schedule B: Jason Bal, P.Eng (604-657-8809) Structural 4. Schedule B: Heqing Jian P.Eng (778-987-7461) Geotechnical 5. HPO: Residential Builder, KFA Homes Ltd. Nov 15/2023-AMEND add 2 inside sanitary pumps | Mann Plumbing and Heating (2019) Ltd
EP-2023-03870 | 2023-05-04 | 2855 WALL STREET, Vancouver, BC V5K 1B1 | Electrical Permit | Residential | New | Completed | Installation / Repair - Residential - TV, Intercom, CCTV, Tel., complete Security Alarm, Internet. >BP: 2FD To construct a 2-storey + Basement, two-family dwelling with an attached accessory building (garage) providing 1 parking space, having vehicular access from Wall Street. The entire building, INCLUDING THE ATTACHED GARAGE (if applicable), to be sprinklered to NFPA 13R. Note: This is a 2 storey building pursuant to the Zoning and Development By-Law 1. Heat pump unit proposed in rear x2, inter. upper flr mech. room 2. No bar sink proposed 3. Schedule B: Jason Bal, P.Eng (604-657-8809) Structural 4. Schedule B: Heqing Jian P.Eng (778-987-7461) Geotechnical 5. HPO: Residential Builder, KFA Homes Ltd. ******THIS PERMIT HAS BEEN ISSUED UNDER THE REQUIREMENTS OF VBBL 2019 | Covert Security Solutions Inc
GP-2023-01446 | 2023-05-04 | 2855 WALL STREET, Vancouver, BC V5K 1B1 | Gas Permit | Residential | New | Completed | Residential - 2FD - EAST - 2857 WALL ST WEST - 2855 WALL ST To install 2 boiler 2 range 2 BBQ - RANGES & BBQS PIPING ONLY >DB: To construct a 2-storey + Basement, two-family dwelling with an attached accessory building (garage) providing 1 parking space, having vehicular access from Wall Street. The entire building, INCLUDING THE ATTACHED GARAGE (if applicable), to be sprinklered to NFPA 13R. Note: This is a 2 storey building pursuant to the Zoning and Development By-Law 1. Heat pump unit proposed in rear x2, inter. upper flr mech. room 2. No bar sink proposed AMEND: OCT 18/2023 Please can you change permit 2 range piping 2 BBQ piping | JOT MECHANICAL LTD
PP-2022-03919 | 2022-10-31 | 2855 WALL STREET, Vancouver, BC V5K 1B1 | Plumbing Permit | Residential | New | Completed | Residential - SUMPS | JVT EXCAVATING & DEMOLITION LTD
SP-2022-02006 | 2022-12-01 | 2855 WALL STREET, Vancouver, BC V5K 1B1 | Sprinkler Permit | Residential | New | Completed | Residential - 2FD - EAST - 2857 WALL ST WEST - 2855 WALL ST New sprinkler system >DB: To construct a 2-storey + Basement, two-family dwelling with an attached accessory building (garage) providing 1 parking space, having vehicular access from Wall Street. The entire building, INCLUDING THE ATTACHED GARAGE (if applicable), to be sprinklered to NFPA 13R. Note: This is a 2 storey building pursuant to the Zoning and Development By-Law 1. Heat pump unit proposed in rear x2, inter. upper flr mech. room 2. No bar sink proposed | Haven Fire Protection Ltd
EP-2023-00238 | 2023-03-06 | 2855 WALL STREET, Vancouver, BC V5K 1B1 | Electrical Permit | Residential | New | Completed | Installation / Repair - Residential - Complete new electrical rough wire and finishing for a duplex. A 200A main consumer's service. 100A consumer's service and electrical panels to each side, and a 3rd consumer's service and panel for a fire alarm system >Permit Amendment Oct 06, 2023 -"No fire alarm panel is needed as per NFPA 13R, so we have wired for line voltage horn/strobe devices on each unit inter-connected with the sprinkler flow switch in each unit, as required by NFPA 13R" >BP: To construct a 2-storey + Basement, two-family dwelling with an attached accessory building (garage) providing 1 parking space, having vehicular access from Wall Street. The entire building, INCLUDING THE ATTACHED GARAGE (if applicable), to be sprinklered to NFPA 13R. Note: This is a 2 storey building pursuant to the Zoning and Development By-Law 1. Heat pump unit proposed in rear x2, inter. upper flr mech. room 2. No bar sink proposed 3. Schedule B: Jason Bal, P.Eng (604-657-8809) Structural 4. Schedule B: Heqing Jian P.Eng (778-987-7461) Geotechnical 5. HPO: Residential Builder, KFA Homes Ltd. Any alterations or conversions to the attached garage (if applicable) to habitable living space shall not be permitted without first obtaining the approval of the Director of Planning and the Chief Building Official. Thermal protection measures and Laneway house design guidelines shall be required to be met prior to the approval of the conversion. ******THIS PERMIT HAS BEEN ISSUED UNDER THE REQUIREMENTS OF VBBL 2019 | METROWEST ELECTRIC LTD
EP-2022-06207 | 2022-07-22 | 2855 WALL STREET, Vancouver, BC V5K 1B1 | Electrical Permit | Residential | New | Expired | Temporary Power - Residential - To provide temporary power. | METROWEST ELECTRIC LTD
EP-2022-03717 | 2022-05-09 | 2875 WALL STREET, Vancouver, BC V5K 1B1 | Electrical Permit | Residential | Addition | Completed | Installation / Repair - Residential - Security System Installation | Price's Alarm Systems Ltd.
GP-2022-00362 | 2022-02-04 | 2875 WALL STREET, Vancouver, BC V5K 1B1 | Gas Permit | Residential | Renovation | Completed | Residential - Replace (1) existing 72,000 BTU residential furnace with (1) 199,900 BTU residential tankless water heater and hydronic furnace/AHU combo. | SYNERGY PLUMBING & HEATING LTD
EP-2023-06581 | 2023-08-08 | 2878 WALL STREET, Vancouver, BC V5K 1B2 | Electrical Permit | Residential | Renovation | Completed | Installation / Repair - Residential - We will be upgrading the current 100A service to a new 200A service. A new disconnect/meter socket complete with an isolated neutral bar will be installed onto the garage. The secondary service will be installed along the side of the garage, into the ground, underneath the back deck area and back into the house through the crawl space. A new electrical panel will accompany the installation along with a ground plate and #6RW cable. The integrity of the existing circuits will remain the same however there will be a new 6/3 heat pump circuit addition. Grounding and bonding of the gas and waterlines will be maintained and GFCI receptacles will be installed where required. | Emmanuel Jean-Louis and Amy Jean-Louis
GP-2023-03329 | 2023-11-02 | 2878 WALL STREET, Vancouver, BC V5K 1B2 | Gas Permit | Residential | New | Completed | Residential - 1 Gas fireplace installation | 496302 BC Ltd
MP-2023-01496 | 2023-08-15 | 2878 WALL STREET, Vancouver, BC V5K 1B2 | Mechanical Permit | NULL | NULL | Completed | NULL | Greenway HVAC Ltd
GP-2023-03695 | NULL | 2878 WALL STREET, Vancouver, BC V5K 1B2 | Gas Permit | Residential | New | Withdrawn | Residential - Gas fireplace installation | 496302 BC Ltd
EP-2023-08638 | 2023-10-03 | 2903 WALL STREET, Vancouver, BC V5K 0A6 | Electrical Permit | Commercial | Addition | Completed | Installation / Repair - Commercial - Installation of EV Ready Infrastructure. Installation of 150A / 600V breaker in the existing house panel, (1) 600A 120/208V 3PH 42 CCT panel in the parkade, a bollard to protect the EV Panel in the parkade, 2" EMT Conduit main trunks with uni strut racking throughout the parkade and junction boxes near each EV location, conduit and wiring for 40A to each stall listed on the drawings, (1) Cat6 data drop connected to the buildings ethernet to connect the EMS to the network, (2) Long range radio antennas to connect the chargers to the EVM System, Parking stoppers at the parking stalls with EV Chargers, 112.5KVA 600V/208V transformer to feed new EV panel. Setup and commissioning included. | TDR Electric Inc
PP-2022-01665 | 2022-05-16 | 2540 WALLACE CRESCENT, Vancouver, BC V6R 3V4 | Plumbing Permit | Residential | New | Completed | Residential - Lawn irrigation. >BP: To construct a 2 storey + basement/cellar one-family dwelling ($1,055,645.00) with 1 open parking over gravel, providing 1 parking space, having vehicular access from Wallace Street. 1. Non-Stratification Covenant registered at the Land Title Office under CA7985394 2. No Strata Titling permitted. 3. A/C Unit proposed in the Rear Yard / Basement. Heat Pump proposed rear yard South elevation to comply to City of Vancouver Noise Bylaw #6555. 4. Bar sink located in Basement and Upper Floor. 5. Schedule B: (Antony Wang) P.Eng (604.618.6236) Architectural 6. Schedule B: (Antony Wang) P.Eng (604.618.6236) Structural 7. Schedule B: (Heqing Jian) P.Eng (778.987.7461) Geotechnical 8. Schedule B: ( Cynthia R Prescott) P.Eng. ( 604-291-9899) Structural - Aluminum framing and glazing only 9. BC Housing: Arman Sadeghi This is a 2 storey building pursuant to the Zoning and Development By-Law. ******THIS PERMIT HAS BEEN ISSUED UNDER THE REQUIREMENTS OF VBBL 2019 AND THE GREEN HOMES PROGRAM****** "Combustible projections or roof soffits on an exposing building face shall not project to less than .45m from the property line and shall be in compliance with VBBL 2014 9.10.15.5.(9) The entire building, INCLUDING THE ATTACHED GARAGE (if applicable), to be sprinklered to NFPA 13D. Any alterations or conversions to the attached garage (if applicable) to habitable living space shall not be permitted without first obtaining the approval of the Director of Planning and the Chief Building Official. Principle Dwelling: 3966 W Broadway Laneway House: 2540 Wallace Crescent | University Sprinkler Systems Incorporated
GP-2022-00831 | 2022-03-15 | 2553 WALLACE CRESCENT, Vancouver, BC V6R 3V3 | Gas Permit | Residential | Renovation | Completed | Residential - Re&Re Boiler BTU: 120.000 | Milani Plumbing Heating & Air Conditioning Ltd
GP-2023-02077 | 2023-07-11 | 2124 WILLIAM STREET, Vancouver, BC V5L 2S3 | Gas Permit | Residential | Renovation | Completed | Residential - re re HWT | Thomson Industries Ltd
GP-2023-01011 | 2023-03-22 | 2143 WILLIAM STREET, Vancouver, BC V5L 2S2 | Gas Permit | Residential | New | Completed | Residential - Supply and install 40 Gallon Atmospheric Hot Water Tank | DISPATCH PLUMBING INC
EP-2023-06006 | 2023-07-05 | 2150 WILLIAM STREET, Vancouver, BC V5L 2S3 | Electrical Permit | Residential | Renovation | Completed | Installation / Repair - Residential - upgrade 100A service to 200A. | FOS Electric Systems Ltd
PP-2024-00008 | 2024-01-04 | 2150 WILLIAM STREET, Vancouver, BC V5L 2S3 | Plumbing Permit | Residential | Renovation | Issued | Residential - full re pipe of entire home >BP: Exterior and interior alterations to provide improvements for this single detached house on this site. Exterior work to replace windows and doors. Work to validate covered deck. | VANMECH PLUMBING & HEATING LTD.
EP-2023-08979 | 2023-10-06 | 5626 WILLOW STREET, Vancouver, BC V5Z 3S4 | Electrical Permit | Residential | New | Completed | Installation / Repair - Residential - >>>HOMEOWNER PERMIT<<<< *****PHASE 1 **** Installation of a separate branch circuit for EVSE. Installation of a new 200 A service in future. The foregoing project will be implemented in 3 phases; electrical installation for each phase will be performed under a separate electrical permit. This permit is for Phase 1. Phase 1 (see uploaded documents) • Install a new branch circuit (3C#8 Cu – 50A 240 V) • Install a new 6-50R receptacle in the detached garage (outlet to be located near the existing Siemens sub-panelboard) – for a Level 2 EV charger • Remove the existing unused branch circuit conductors (#8 Cu) out of the existing 50 A circuit breaker (NA250) in the existing FPE main panelboard (this unused branch circuit was for the original central AC unit; which is not being used and not required) • Connect the new branch circuit conductors to the existing 50 A FPE circuit breaker (NA250) Phase 2 (will be installed under a separate permit) • Install a new 200 A overhead service and service panelboard in the detached garage Phase 3 (will be installed under a separate permit) • Remove the existing house service (metering equipment and consumer’s service conductors) • Replace the existing house panelboard with a new panelboard • Install a new feeder between the house panelboard and garage service panelboard • Connect the EVSE branch circuit conductors (installed in Phase 1) to the new service panelboard | NULL
SP-2023-01635 | 2023-09-07 | 5718 WILLOW STREET, Vancouver, BC V5Z 4S9 | Sprinkler Permit | Commercial | Tenant Improvement | Completed | Commercial - addition of sprinkler head due to changes >BP: 5718 Willow Street Interior alterations to add 2 new offices on level 2 of this high-school (King David). *****This application does not include any of the following: 1. Not more than 20 sprinklers (add, relocate, or remove), 2. hydraulic calculations, 3. change in occupancy and /or hazard classification, 4. warehouse storage arrangements, 5. mobile compact storage arrangements, 6. alternative solutions, 7. changes to the sprinkler system supply piping (e.g. valves, mains, cross-mains, branch-lines, etc.), or 8. flexible sprinkler pipe. | Bernin Fire Protection Ltd
EP-2023-07197 | 2023-08-08 | 5718 WILLOW STREET, Vancouver, BC V5Z 4S9 | Electrical Permit | Commercial | Renovation | Completed | Installation / Repair - Commercial - Counseling office: - eliminate 4 existing plugs - relocate 8 light fixtures for new layout of room - install 2 new circuits for office plugs in new walls - relocate 3 switchs and install new occupancy sensors BP: Interior alterations to add 2 new offices on level 2 of this high-school (King David). Architectural Schedule B provided by Mark Ostry Electrical Schedule B provided by Seyyedehsara Hosseinimighan, P.Eng Mechanical Schedule B provided by Matthew Clayton, P. Eng. | Onpoint Electric Ltd
SP-2022-00964 | 2022-11-09 | 5718 WILLOW STREET, Vancouver, BC V5Z 4S9 | Sprinkler Permit | Commercial | Addition | Completed | Commercial - For all sprinkler work to the 2019 VBBL; NFPA 13, 2013 for work for this newly constructed one-storey pre-manufactured modular building complex on the east end of this existing school site (Group A-2). New modular building to include new classrooms, meeting rooms and change rooms. Engineer or Record: Yadim Amador Castillo -778-707-6797 | Interior Plumbing And Heating Limited
NULL | NULL | 5718 WILLOW STREET, Vancouver, BC V5Z 4S9 | Sprinkler Permit | Commercial | Addition | Draft | Commercial - Prefab modular addition to existing building. | Interior Plumbing And Heating Limited
NULL | NULL | 5718 WILLOW STREET, Vancouver, BC V5Z 4S9 | Sprinkler Permit | Commercial | New | Draft | Commercial - Modular Addition | Interior Plumbing And Heating Limited
EP-2022-00206 | 2022-01-17 | 5718 WILLOW STREET, Vancouver, BC V5Z 4S9 | Electrical Permit | Commercial | Tenant Improvement | Completed | Installation / Repair - Commercial - Install 4x Phihong AW EVSE (32A/208V) in parkade (stalls 12,13,22,23) Add 200A breaker in main distribution to feed new Panel EV. 2P-40A breaker to each EV station, all circuits #8 in EMT. See attached drawing set for further details | Trudel, Daniel, DBA: Electrum Charging Solutions Inc.
GP-2023-00047 | 2023-01-06 | 5929 WILLOW STREET, Vancouver, BC V5Z 3S7 | Gas Permit | Residential | Renovation | Completed | Residential - Replace furnace | BNA Systems Inc and/or Kirkland Metal Shop Ltd
EP-2023-10927 | 2023-12-06 | 3822 W BROADWAY, Vancouver, BC V6R 2C3 | Electrical Permit | Residential | New | Issued | Temporary Power - Residential - To provide temporary power. NOTE: Work authorized by this permit is for placement of a temporary power pole only and does not authorize any site construction and/or excavation. A separate Building Permit will be required prior to commencement of any other work on this site. | Clarus Electric Corp
GP-2023-00268 | 2023-01-23 | 3842 W BROADWAY, Vancouver, BC V6R 2C3 | Gas Permit | Residential | Renovation | Completed | Residential - Re&re Boiler | Milani Plumbing Heating & Air Conditioning Ltd
EP-2023-10634 | 2023-11-29 | 3863 W BROADWAY, Vancouver, BC V6R 2C2 | Electrical Permit | Residential | New | Issued | Temporary Power - Residential - To provide temporary power. NOTE: Work authorized by this permit is for placement of a temporary power pole only and does not authorize any site construction and/or excavation. A separate Building Permit will be required prior to commencement of any other work on this site. | AIGO TECHNOLOGY INC
EP-2023-10735 | 2023-12-11 | 3864 W BROADWAY, Vancouver, BC V6R 2C3 | Electrical Permit | Residential | Renovation | Issued | Installation / Repair - Residential - upgrade 100A service to 200A service and renovate kitchen/bathroom- including lightswitch, 6 countertop plugs, range plug, dishwasher, microwave, fridge, hoodfan. CF-2023-008779 >BP: Interior alterations to renovate the main floor and upper floor of this existing Single Detached House on this site. Scope of work: - Open up kitchen space. Removing 2 partition walls and installing new cabinets. - To convert the adjacent closet into an accessible shower space in the main floor bathroom - To Remove the wall on the upper floor level OK for field review as per Jamie Z on Oct. 24, 2023 Note: - DBI to determine if the detail is required for new wall in shower area. This permit is for alterations as shown in plans only. Any unauthorized work on this site, existing or otherwise, is neither recognized nor approved and may be subject to enforcement action. | WISEMAPLE ELECTRICAL LTD.
PP-2024-00033 | 2024-01-05 | 420 W HASTINGS STREET, Vancouver, BC | Plumbing Permit | Commercial | Tenant Improvement | Issued | Commercial - New gym/ physio clinic addition of hand wash sinks, showers, toilets >BP: Interior alterations to change the use from General Office to Health Care Office on the 2nd floor of this existing commercial building on this site. Service Water Heating and Lighting supporting documents, if applicable, must be submitted with your related trades permits (e.g. electrical and plumbing). It is the applicant's responsibility to identify and note all required upgrades on their BP drawings at BP stage. This building is sprinklered. Separate permit is required for all related work. | Best Look Plumbing & Heating Ltd
EP-2024-00008 | 2024-01-10 | 420 W HASTINGS STREET, Vancouver, BC | Electrical Permit | Commercial | Renovation | Issued | Installation / Repair - Commercial - Add Branch circuits, Move some Branch circuits to Bathrooms, and Therapy rooms. >BP: Interior alterations to change the use from General Office to Health Care Office on the 2nd floor of this existing commercial building on this site. Service Water Heating and Lighting supporting documents, if applicable, must be submitted with your related trades permits (e.g. electrical and plumbing). It is the applicant's responsibility to identify and note all required upgrades on their BP drawings at BP stage. This building is sprinklered. Separate permit is required for all related work. | Faraday Electrical Contractors Ltd
SP-2024-00076 | 2024-01-24 | 420 W HASTINGS STREET, Vancouver, BC | Sprinkler Permit | Commercial | Tenant Improvement | Issued | Commercial - SUITE #200 - Add new pipe and sprinkler heads and relocate existing *****This application does not include any of the following: 1. Not more than 20 sprinklers (add, relocate, or remove), 2. hydraulic calculations, 3. change in occupancy and /or hazard classification, 4. warehouse storage arrangements, 5. mobile compact storage arrangements, 6. alternative solutions, 7. changes to the sprinkler system supply piping (e.g. valves, mains, cross-mains, branch-lines, etc.), or 8. flexible sprinkler pipe. | Pacific Rim Fire Protection (2008) Ltd
NULL | NULL | 440 W HASTINGS STREET, Vancouver, BC | Electrical Permit | Commercial | NULL | Draft | Annual / Operating - misc | Mott Electric General Partnership
SP-2023-00135 | 2023-06-14 | 510 W HASTINGS STREET, Vancouver, BC V6B 1L6 | Sprinkler Permit | Commercial | New | Issued | Commercial - For all sprinkler work to the 2019 VBBL; 2019 VFBL, NFPA 13/13; Standpipe work to NFPA 14/13; NFPA 20/13 to allow for return to base building office shell space; new washrooms, interior common space finishes & fixtures; replacement of all Electrical & Mechanical systems; upgrades as required by code including exterior cladding upgrades, life safety systems upgrades, accessibility upgrades, secondary structural systems upgrades, energy upgrades; replacement of window sashes; alterations to basement to accommodate new M & E systems and provide "end of trip" facilities to this existing high rise mixed use commercial building. THIS IS A CP PROJECT. The CP is Dean Skalski of GHL. Related Permits: SP-2023-00207 Scope of Sprinkler Work: - Existing fire pump to to be relocated. - Modifications to existing standpipe system, & add new standpipe. - New sprinkler system Sub-BSMT & BSMT - Main floor & Mezz (heritage ceilings to remain) existing copper sprinkler system to remain with minor modifications - L2 - 14, new sprinkler system (existing 2.5" FZC to remain) - L15, except heritage ceiling areas, new sprinkler system (existing 2.5" FZC to remain) - L15 Mezz & Roof Areas existing steel sprinkler system to remain Notes: - FSS EoR Tian Cai, P.Eng. T 604 475 7733 E tcsprinkler@gmail.com - Areas that are being returned to shell shall not be occupied and shall not be used for storage. - Separate permit(s) and documents required for tenant improvements. - Per April 19, 2023 email from Alex Barrera Senior Project Architect of Kasian no changes in the following rooms/floors: - L1 (Pen Shop) - L1 Mezz (115, 117, 118, 119 and stairs area) - L15 Mezz - Roof Existing sprinklers to remain unchanged in these areas. - City and VFRS agreed to maintain the 65 psi @ 500 USgpm. New standpipe installation (except for the pressure requirements at the top most hose valve) must meet the requirements of the current code and referenced standards. | Gisborne Industrial Construction Ltd
PP-2022-04138 | 2023-05-30 | 510 W HASTINGS STREET, Vancouver, BC V6B 1L6 | Plumbing Permit | Commercial | Renovation | Issued | Commercial - Install plumbing Fixtures >BP: Demolition of previous tenant existing interior demising walls, fixtures, and finishes back to base building office shell space; new washrooms, interior common space finishes and fixtures; replacement of all Electrical and Mechanical systems; upgrades as required by code including exterior cladding upgrades, life safety systems upgrades, accessibility upgrades, secondary structural systems upgrades, energy upgrades; replacement of window sashes; alterations to basement to accommodate new M and E systems and provide "end of trip" facilities to this existing high rise mixed use commercial building. AL-2023-00008 related to this project. to be reviewed under the 2019 VBBL. Stage one - interior demolition, removal of electrical and mechanical systems (work not to impact sprinklers or fire alarm) and rehabilitation of the exterior façade. - Accepted Oct.26/22 - Erv Stage 2 - full construction - Accepted Jan.31/23 - Erv | DAVIDSON BROS MECHANICAL CONTRACTORS
EP-2022-08865 | 2022-10-18 | 510 W HASTINGS STREET, Vancouver, BC V6B 1L6 | Electrical Permit | Commercial | Tenant Improvement | Expired | Temporary Power - Commercial - To provide temporary power. | Sasco Contractors Ltd
NULL | NULL | 510 W HASTINGS STREET, Vancouver, BC V6B 1L6 | Electrical Permit | Commercial | Tenant Improvement | Draft | Temporary Power - Commercial - To provide temporary power. | Sasco Contractors Ltd
NULL | NULL | 510 W HASTINGS STREET, Vancouver, BC V6B 1L6 | Sprinkler Permit | Commercial | Renovation | Withdrawn | Commercial - Return to shell office building. Basement, including elec. room, generator room, bike room and fire pump room will be renovated. | NULL
EP-2023-03453 | 2023-04-21 | 510 W HASTINGS STREET, Vancouver, BC V6B 1L6 | Electrical Permit | Commercial | Renovation | Issued | Installation / Repair - Commercial - Installation of Ultra Low Voltage building automation controls for HVAC equipment. >BP: Demolition of previous tenant existing interior demising walls, fixtures, and finishes back to base building office shell space; new washrooms, interior common space finishes and fixtures; replacement of all Electrical and Mechanical systems; upgrades as required by code including exterior cladding upgrades, life safety systems upgrades, accessibility upgrades, secondary structural systems upgrades, energy upgrades; replacement of window sashes; alterations to basement to accommodate new M and E systems and provide "end of trip" facilities to this existing high rise mixed use commercial building. AL-2023-00008 related to this project. to be reviewed under the 2019 VBBL. Stage one - interior demolition, removal of electrical and mechanical systems (work not to impact sprinklers or fire alarm) and rehabilitation of the exterior façade. - Accepted Oct.26/22 - Erv Stage 2 - full construction - Accepted Jan.31/23 - Erv | Webir Automation & Control Services Ltd
SP-2023-00200 | 2023-02-02 | 510 W HASTINGS STREET, Vancouver, BC V6B 1L6 | Sprinkler Permit | Commercial | Renovation | Issued | Commercial - Demolition of sprinkler heads >BP: emolition of previous tenant existing interior demising walls, fixtures, and finishes back to base building office shell space; new washrooms, interior common space finishes and fixtures; replacement of all Electrical and Mechanical systems; upgrades as required by code including exterior cladding upgrades, life safety systems upgrades, accessibility upgrades, secondary structural systems upgrades, energy upgrades; replacement of window sashes; alterations to basement to accommodate new M and E systems and provide "end of trip" facilities to this existing high rise mixed use commercial building. AL-2023-00008 related to this project. *****This application does not include any of the following: 1. Not more than 20 sprinklers (add, relocate, or remove), 2. hydraulic calculations, 3. change in occupancy and /or hazard classification, 4. warehouse storage arrangements, 5. mobile compact storage arrangements, 6. alternative solutions, 7. changes to the sprinkler system supply piping (e.g. valves, mains, cross-mains, branch-lines, etc.), or 8. flexible sprinkler pipe. | Gisborne Industrial Construction Ltd
EP-2023-01001 | 2023-06-12 | 510 W HASTINGS STREET, Vancouver, BC V6B 1L6 | Electrical Permit | Commercial | Tenant Improvement | Issued | Installation / Repair - Commercial - New grounding grid. New Service: 25kV 2250 kVA transformer 25kV:600/347V 3P 4W, as per the accepted drawings. Demo including make safe all electrical. Lighting - Supply and Install as per luminaire schedule. Lighting control - installation to accommodate new lighting & existing lighting. Power requirements - including security and communications rough-in Mechanical - electrical requirements as per mechanical schedule. Life Safety - Verification of fire alarm. Install distribution. Data cabling demo. Install fiber, connectors, wall mount locking panels for a complete backbone fiber system. Install cat 6 and cat 3 cabling. Supply and Install security wiring, readers, request to exit door contacts and control panels for a fully functioning access control system. >BP: Demolition of previous tenant existing interior demising walls, fixtures, and finishes back to base building office shell space; new washrooms, interior common space finishes and fixtures; replacement of all Electrical and Mechanical systems; upgrades as required by code including exterior cladding upgrades, life safety systems upgrades, accessibility upgrades, secondary structural systems upgrades, energy upgrades; replacement of window sashes; alterations to basement to accommodate new M and E systems and provide "end of trip" facilities to this existing high rise mixed use commercial building. AL-2023-00008 related to this project. to be reviewed under the 2019 VBBL. Stage one - interior demolition, removal of electrical and mechanical systems (work not to impact sprinklers or fire alarm) and rehabilitation of the exterior façade. - Accepted Oct.26/22 - Erv Stage 2 - full construction - Accepted Jan.31/23 - Erv | Sasco Contractors Ltd
SP-2023-00207 | 2023-02-10 | 510 W HASTINGS STREET, Vancouver, BC V6B 1L6 | Sprinkler Permit | Commercial | Renovation | Issued | Commercial - ***Demolition Sprinkler Permit*** For all sprinkler work to the 2019 VBBL; 2019 VFBL, NFPA 13, 2013; Standpipe work to NFPA 14, 2013 to allow for the demolition of previous tenant existing interior demising walls, fixtures, and finishes back to base building office shell space. THIS IS A CERTIFIED PROFESSIONAL PROJECT and the CP is Dean Skalski of GHL. Scope of Sprinkler Work: - Existing fire pump to remain (not to be relocated) - Existing standpipe system to remain, and be operational as a construction standpipe. - Two 1.5" hose valves on the floor area on L14 and L15 will be removed - Basement sprinkler system to be entirely demolished - Main floor and mezzanine (heritage ceilings will remain) existing copper sprinkler system will remain with minor modifications - Level 2 - 14, existing copper sprinkler pipes and sprinklers will be removed. Existing steel 2.5" zone control assemblies will remain - Level 15, except heritage ceiling areas, existing copper sprinkler pipes and sprinklers will be removed. Existing steel 2.5" zone control assemblies will remain - Level 15 mezzanine and roof area: existing steel sprinkler system to remain Notes: - Fire Suppression system Engineer of Record Tian Cai, P.Eng. T 604 475 7733 E tcsprinkler@gmail.com - Areas that are being returned to a construction zone shall not be occupied and shall not be used for storage. - Construction Standpipe to Bulletin 2017-003-BU/FI, VBBL, NFPA 14, and VFBL. - Separate documents and application required for any work outside the area(s) identified in this permit - Separate documents and application required for installation of new sprinkler system, relocation of fire pump, upgrade of the standpipe system, etc. - See terms for additional information | Gisborne Industrial Construction Ltd
EP-2022-01217 | 2022-02-17 | 510 W HASTINGS STREET, Vancouver, BC V6B 1L6 | Electrical Permit | Commercial | Tenant Improvement | Completed | Installation / Repair - Commercial - Demo, make safe all electrical S&I Lighting as per Luminaire schedule Power requirements-temp receptacles for construction Life Safety - running man exit lighting >BP: #1308 - 13th Floor - 510 W Hastings Interior alterations to remove non loadbearing partitions and finishes and to consolidate 6 office tenant spaces (#1308,1310,1327,1328,1329 and 1330) to create a new office shell space. Note: The existing #1300 to remain vacant until the TI to rebuild the common corridor on this floor is completed. Separate permit is required for future tenant improvement or to change the use. E-2 energy upgrade required. Energy checklist is currently no longer required with your Building Permit (BP) application. Some supporting documents are still required at BP stage, specifically Envelope and HVAC, if applicable. Service Water Heating and Lighting supporting documents, if applicable, must be submitted with your related trades permits (e.g. electrical and plumbing). All energy upgrades will be checked during inspections stage. It is the applicant’s responsibility to identify and note all required upgrades including energy upgrades on their BP drawings at BP stage. DBI to determine if sprinkler is required/SP req'd per DBI. OK For Field Review per Candice Y - June 12/21 | Sasco Contractors Ltd
EP-2022-01874 | 2022-03-31 | 550 W HASTINGS STREET, Vancouver, BC V6B 1L6 | Electrical Permit | Commercial | Tenant Improvement | Issued | Installation / Repair - Commercial - Replace fixtures in machine room and pit with new 4' LED fixtures c/w cages. Replace receptacles in machine room and pit with new GFCI receptacles. Provide new as required. Install strobes as per drawings. Install new ground wire from building ground to elevator machine room. Reuse existing elevator distribution and feeders, reconnect to new elevator controllers. Reuse existing cab light disconnects, reconnect to new elevator controllers. Install new relays for elevator recall. Existing phone line to be reused. Provide new CAT6 cables from nearest data patch panel to elevator machine room. Provide new 30 amp unfused safety switches with dedicated 15A/ 120V circuits in machine room. Reuse existing security wiring and reconnect to elevator controllers. Install new exit sign on the main floor. New ULC listed dialer c/w 120 volt power and telephone line. just a moment >>BP: Elevator modernization Interior alterations to provide elevator modernization to the existing addressable two stage fire alarm system to incorporate emergency recall of four elevators to meet the requirements of CSA-B44 in this existing 23-storey commercial (hotel) building on this site. Main Recall level - 1st storey (Ground level), Alternate Recall level – 4th Floor | Sasco Contractors Ltd
EP-2022-01913 | 2022-03-09 | 555 W HASTINGS STREET, Vancouver, BC V6B 1M1 | Electrical Permit | Commercial | Renovation | Completed | Installation / Repair - Commercial - Install new LED light fixtures throughout. Dispose of all removed fixtures. >BP: Interior alterations to demolish all non load bearing partition walls to create shell space on the 10th floor (#1000) of this existing Vancouver Heritage B designated commercial building. REVISION #1: Removal of all existing ceiling tiles, T-Bar grid and base building fluorescent light fixtures. Installation of LED suspended light fixtures. Increase in project value from $120,000 to $166,000. Sept. 21, 2021 mlh Separate permit(s) and ASHRAE checklist will be required for any future tenant improvements. OK for Field Review per K. Vogt April 22, 2021 Sprinkler Permit required. Note: Energy trigger not required BOMA BEST building. | Consolidated Electrical Installations Ltd
EP-2022-05011 | 2022-06-15 | 555 W HASTINGS STREET, Vancouver, BC V6B 1M1 | Electrical Permit | Commercial | NULL | Expired | Annual / Operating - eStruxture is a computer datacenter primarily circuits for 120/208V distribution. Valid June 15/2022 until June 14/2023 | J A Electric Inc
EP-2022-04330 | 2022-05-25 | 555 W HASTINGS STREET, Vancouver, BC V6B 1M1 | Electrical Permit | Commercial | NULL | Expired | Annual / Operating - Annual Operating Permit -Renewal of EP-2021-03720 Valid: May 17, 2022 - May 16, 2023 | Centre Electric Ltd
NULL | NULL | 555 W HASTINGS STREET, Vancouver, BC V6B 1M1 | Electrical Permit | Commercial | Tenant Improvement | Draft | Installation / Repair - Commercial - Re-install fire alarm speakers removed for tenant improvement. | Electromax Industries Inc
EP-2022-01186 | 2022-02-15 | 555 W HASTINGS STREET, Vancouver, BC V6B 1M1 | Electrical Permit | Commercial | Tenant Improvement | Completed | Installation / Repair - Commercial - Re-install fire alarm speakers removed for renovation work. >BP: Interior alterations to demolish all non load bearing partition walls to create shell space on the 10th floor (#1000) of this existing Vancouver Heritage B designated commercial building. REVISION #1: Removal of all existing ceiling tiles, T-Bar grid and base building fluorescent light fixtures. Installation of LED suspended light fixtures. Increase in project value from $120,000 to $166,000. Sept. 21, 2021 mlh Separate permit(s) and ASHRAE checklist will be required for any future tenant improvements. OK for Field Review per K. Vogt April 22, 2021 Sprinkler Permit required. Note: Energy trigger not required BOMA BEST building. | Electromax Industries Inc
PP-2023-00348 | 2023-02-01 | 555 W HASTINGS STREET, Vancouver, BC V6B 1M1 | Plumbing Permit | Commercial | New | Issued | Commercial - add floor drains in electrical pits >BP: Interior alterations to provide improvement and to implement a new primary service upgrade from BC Hydro in the parking level of this existing commercial building on this site. Scope of work includes: Electrical service upgrades which consist of new BC Hydro Vista Room to house BC Hydro owned and operated switch gear and a new main switchgear room to house customer service entry switchgear. Feb 22/23 -AMEND Add 90 Meters of drainage pipe to level P1 as per plumbing inspector | Aquarius Mechanical Services Inc
EP-2023-01837 | 2023-03-07 | 555 W HASTINGS STREET, Vancouver, BC V6B 1M1 | Electrical Permit | Commercial | Addition | Completed | Installation / Repair - Commercial - Install 1 Card Reader Door on 7440 Door including strike, Rex and DC. All cabling needs to be FT6 rated. No MagLocks Site Contact - Rajinder Gill - +1 (778) 385-2616 | PALADIN TECHNOLOGIES INC
EP-2023-02911 | 2023-05-11 | 555 W HASTINGS STREET, Vancouver, BC V6B 1M1 | Electrical Permit | Commercial | Tenant Improvement | Issued | Installation / Repair - Commercial - Installation of new 25kV Switch gear in new electrical room. Buildout of new Electrical room, Lighting, Fire Alarm, Receptacles. Install of new Underground/concrete encased utility ducts and underground conduit system. Installation of new 25kV switchgear. BC Hydro Vista switchgear installed by BC hydro. New service (existing service will be removed when complete). >BP: Interior alterations to provide improvement and to implement a new primary service upgrade from BC Hydro in the parking level of this existing commercial building on this site. Scope of work includes: Electrical service upgrades which consist of new BC Hydro Vista Room to house BC Hydro owned and operated switch gear and a new main switchgear room to house customer service entry switchgear. OK for Field Review as per Rob Rattray 05 April 2022. Letters of assurance provided by: Schedule A & B (Architectural): Glen Stokes, Architect AIBC, 604-633-1830 Schedule B (Structural): Li-Qing (Simon) Shi, P.Eng., Struct Eng., 604-739-8544 Schedule B (Electrical): Bruce I Campbell, P.Eng, 604-926-3251 Schedule B (Mechanical & Plumbing): Kevin Shea, P.Eng, CPHD, LEED AP, 604-687-1800 E2- Lighting - Upgrade to Restricted to Manual ON (per 9.4.1.1(b) of ASHRAE 90.1-2016). | Corporate Electric Limited
EP-2023-06358 | 2023-07-14 | 555 W HASTINGS STREET, Vancouver, BC V6B 1M1 | Electrical Permit | Commercial | Addition | Completed | Installation / Repair - Commercial - Provide and install one card reader for Room 2215. All cabling pulled will be FT6 rated, using existing pathways. Site Contact: Rajinder Gill /6043299754 No Mag locks | Paladin Technologies Inc
EP-2023-05680 | 2023-06-26 | 555 W HASTINGS STREET, Vancouver, BC V6B 1M1 | Electrical Permit | Commercial | NULL | Issued | Annual / Operating - Annual Operating Permit eStruxture is a computer datacenter primarily circuits for 120/208V distribution. -Renewal of EP-2022-05011 -Valid June 16, 2023 - June 15, 2024 | J A Electric Inc
EP-2023-04292 | 2023-05-16 | 555 W HASTINGS STREET, Vancouver, BC V6B 1M1 | Electrical Permit | Commercial | NULL | Issued | Annual / Operating - Annual Operating Permit -Renewal of EP-2022-04330 Valid: May 17, 2023-May 16, 2024 | Centre Electric Ltd
PP-2022-02287 | 2022-06-30 | 555 W HASTINGS STREET, Vancouver, BC V6B 1M1 | Plumbing Permit | Commercial | Tenant Improvement | Completed | Commercial - Add kitchen sink and dishwasher #2200 - 22nd floor Interior alterations to provide improvements for a new office display suite in this existing vacant office space on the 22nd floor (#2200) in this existing commercial building on this site. Scope of work: construct new partition walls, doors, finishes, electrical, plumbing and sprinkler work. | Aquarius Mechanical Services Inc
EP-2022-05513 | 2022-06-29 | 555 W HASTINGS STREET, Vancouver, BC V6B 1M1 | Electrical Permit | Commercial | Tenant Improvement | Completed | Installation / Repair - Commercial - - Tenant improvement for office - Relocation of fixtures as required -Communciations (Div.27) required rough in and cabling - Supply and install 12 data drops Supply And install 8 dedicated 15amp 120volt circuits Supply And install 4 shared 15amp 120volt circuits Lighting existing. >BP: Interior alterations to provide improvements for a new office display suite in this existing vacant office space on the 22nd floor (#2200) in this existing commercial building on this site. Scope of work: construct new partition walls, doors, finishes, electrical, plumbing and sprinkler work. OK For Field Review per K. Vogt - Jan 26/22 E2 - Lighting - Upgrade to incorporate Automatic Partial OFF (per 9.4.1.1 (g) of ASHRAE 90.1-2016) Energy checklist is currently no longer required with your Building Permit (BP) application. Some supporting documents are still required at BP stage, specifically Envelope and HVAC, if applicable. Service Water Heating and Lighting supporting documents, if applicable, must be submitted with your related trades permits (e.g. electrical and plumbing). All energy upgrades will be checked during inspections stage. It is the applicant's responsibility to identify and note all required upgrades including energy upgrades on their BP drawings at BP stage. | Centre Electric Ltd
EP-2022-06079 | 2023-01-25 | 555 W HASTINGS STREET, Vancouver, BC V6B 1M1 | Electrical Permit | Commercial | Tenant Improvement | Completed | Installation / Repair - Commercial - Voluntary upgrade of existing fire alarm system. Scope of work: Install new Simplex panel in server room. Extend wiring from old panel location to new panel location and terminate all wires. Replace smoke detectors with new. Replace sprinkler modules and one solenoid. Add one suppression release peripheral. Add one maintenance disconnect switch. Assist with verification. Existing panel backbox will remain and be reused as a junction box. Replace and Complete verification of the FA panel in conformance with CAN/ULC-S561. The plan is to relocate the current suppression panel to be outside of a closet that it is currently located in to be better protected from the suppression system in the room and in a more visible location. Any new wiring is only to bring it to this location and not change the functionality of the system in any way. The addition of the suppression release peripheral and the maintenance disconnect switch is due to be a different manufacturer of the panel. With those, there is also no change in how the original panel functions. | Sasco Contractors Ltd
SP-2022-01354 | NULL | 555 W HASTINGS STREET, Vancouver, BC V6B 1M1 | Sprinkler Permit | Commercial | Tenant Improvement | Withdrawn | Commercial - Add sprinkler heads | Viking Fire Protection Inc
SP-2022-01364 | 2023-01-26 | 555 W HASTINGS STREET, Vancouver, BC V6B 1M1 | Sprinkler Permit | Commercial | Tenant Improvement | Issued | Commercial - Sprinkler alterations to add a pre-action system to the 6th floor of the existing fire protection system in the commercial building on this site. | Viking Fire Protection Inc
EP-2022-08962 | 2022-10-24 | 555 W HASTINGS STREET, Vancouver, BC V6B 1M1 | Electrical Permit | Commercial | Tenant Improvement | Completed | Installation / Repair - Commercial - Install new lighting on the 10th floor corridor and elevator lobby >BP: Interior alterations to provide improvements to the 10th floor common lobby and corridors in this existing commercial building. Scope of work: construct new corridor partition walls, doors, lobby and corridor update and finishes, lighting, electrical and sprinkler work. E2 - Retrofit Path: BOMA BESt (Path 1) - No Additional Upgrades Req'd | Mott Electric General Partnership
EP-2023-03723 | 2023-05-01 | 555 W HASTINGS STREET, Vancouver, BC V6B 1M1 | Electrical Permit | Commercial | Tenant Improvement | Completed | Installation / Repair - Commercial - Remove and re-install building fire alarm speakers for empty space. >BP: Interior alterations to provide improvements to the 10th floor common lobby and corridors in this existing commercial building. Scope of work: construct new corridor partition walls, doors, lobby and corridor update and finishes, lighting, electrical and sprinkler work. E2 - Retrofit Path: BOMA BESt (Path 1) - No Additional Upgrades Req'd | Electromax Industries Inc
EP-2023-00269 | 2023-01-16 | 555 W HASTINGS STREET, Vancouver, BC V6B 1M1 | Electrical Permit | Commercial | Tenant Improvement | Completed | Installation / Repair - Commercial - Remove and re-install fire alarm speakers for empty space. >BP: Interior alterations to provide improvements to the 10th floor common lobby and corridors in this existing commercial building. Scope of work: construct new corridor partition walls, doors, lobby and corridor update and finishes, lighting, electrical and sprinkler work. E2 - Retrofit Path: BOMA BESt (Path 1) - No Additional Upgrades Req'd | Electromax Industries Inc
SP-2022-02126 | 2023-01-04 | 555 W HASTINGS STREET, Vancouver, BC V6B 1M1 | Sprinkler Permit | Commercial | Renovation | Completed | Commercial - Relocate 11 sprinkler heads >BP: 10th floor - Common Lobby and Corridors Interior alterations to provide improvements to the 10th floor common lobby and corridors in this existing commercial building. Scope of work: construct new corridor partition walls, doors, lobby and corridor update and finishes, lighting, electrical and sprinkler work. E2 - Retrofit Path: BOMA BESt (Path 1) - No Additional Upgrades Req'd >>>BP: *****This application does not include any of the following: 1. Not more than 20 sprinklers (add, relocate, or remove), 2. hydraulic calculations, 3. change in occupancy and /or hazard classification, 4. warehouse storage arrangements, 5. mobile compact storage arrangements, 6. alternative solutions, 7. changes to the sprinkler system supply piping (e.g. valves, mains, cross-mains, branch-lines, etc.), or 8. flexible sprinkler pipe. | Metro City Fire Protection Ltd
EP-2023-08240 | 2023-09-13 | 555 W HASTINGS STREET, Vancouver, BC V6B 1M1 | Electrical Permit | Commercial | Renovation | Completed | Installation / Repair - Commercial - Install power, Minor demo of existing power and data, Install data, Pathways for data, comms including 2” to server room from building cable tray and grounding. Install undercarpet Connectrac for meeting room., Line voltage connection for server room fan (supply and mounting by other). >BP: Interior alterations to provide improvements for a new office tenant in #2700 in this existing commercial building on this site. Scope of work: remove/construct partition walls, doors, finishes, power, voice and data, electrical and plumbing work. TENANT: National Research Council OK for Field Review per W. Wong Energy checklist is currently no longer required with your Building Permit (BP) application. Some supporting documents are still required at BP stage, specifically Envelope and HVAC, if applicable. Service Water Heating and Lighting supporting documents, if applicable, must be submitted with your related trades permits (e.g. electrical and plumbing). | Centre Electric Ltd
PP-2023-03242 | 2023-09-13 | 555 W HASTINGS STREET, Vancouver, BC V6B 1M1 | Plumbing Permit | Commercial | Tenant Improvement | Completed | Commercial - Add water cooler piping to existing back flow preventer >BP: #2700 - 27th floor (full floor tenant) Interior alterations to provide improvements for a new office tenant in #2700 in this existing commercial building on this site. Scope of work: remove/construct partition walls, doors, finishes, power, voice and data, electrical and plumbing work. Nov 6/2023-AMEND add 1 backflow preventer and 1 kitchen sink to existing permit | Aquarius Mechanical Services Inc
NULL | NULL | 555 W HASTINGS STREET, Vancouver, BC V6B 1M1 | Electrical Permit | Commercial | Addition | Payment Pending | Installation / Repair - Commercial - New fire alarm devices and wiring for coverage of new hydro service entrance rooms in parking levels. | Electromax Industries Inc
SP-2023-01590 | 2023-08-31 | 555 W HASTINGS STREET, Vancouver, BC V6B 1M1 | Sprinkler Permit | Commercial | Tenant Improvement | Completed | Commercial - Add and Relocated Sprinkler Heads >BP: #2700 - 27th floor (full floor tenant) Interior alterations to provide improvements for a new office tenant in #2700 in this existing commercial building on this site. Scope of work: remove/construct partition walls, doors, finishes, power, voice and data, electrical and plumbing work. *****This application does not include any of the following: 1. Not more than 20 sprinklers (add, relocate, or remove), 2. hydraulic calculations, 3. change in occupancy and /or hazard classification, 4. warehouse storage arrangements, 5. mobile compact storage arrangements, 6. alternative solutions, 7. changes to the sprinkler system supply piping (e.g. valves, mains, cross-mains, branch-lines, etc.), or 8. flexible sprinkler pipe. | Viking Fire Protection Inc
EP-2023-08945 | 2023-10-12 | 555 W HASTINGS STREET, Vancouver, BC V6B 1M1 | Electrical Permit | Commercial | Renovation | Completed | Installation / Repair - Commercial - Access system installation. >BP: >BP: Interior alterations to provide improvements for a new office tenant in #2700 in this existing commercial building on this site. Scope of work: remove/construct partition walls, doors, finishes, power, voice and data, electrical and plumbing work. TENANT: National Research Council OK for Field Review per W. Wong Energy checklist is currently no longer required with your Building Permit (BP) application. Some supporting documents are still required at BP stage, specifically Envelope and HVAC, if applicable. Service Water Heating and Lighting supporting documents, if applicable, must be submitted with your related trades permits (e.g. electrical and plumbing). | Fusion Security Inc
EP-2023-09949 | 2023-11-06 | 580 W HASTINGS STREET, Vancouver, BC V6B 1L6 | Electrical Permit | Commercial | NULL | Issued | Annual / Operating - >>>ANNUAL OPERATING PERMIT<<< Misc work throughout | Mott Electric General Partnership
EP-2023-07984 | 2023-10-03 | 580 W HASTINGS STREET, Vancouver, BC V6B 1L6 | Electrical Permit | Commercial | Tenant Improvement | Issued | Installation / Repair - Commercial - RE-RE lighting relamp / ballast swap to LED. Retrofit's re-re to LED + minor lighting control work: occupancy sensors, switches. Purely removal of ballasts, replacing existing lamps & ballasts with LED equivalent. Replacement of lighting control to HI-LUME system. | Houle Electric Limited
EP-2022-01595 | 2022-03-01 | 601 W HASTINGS STREET, Vancouver, BC V6B 1M8 | Electrical Permit | Commercial | Tenant Improvement | Completed | Installation / Repair - Commercial - Tenant improvement office floor, branch ccts, EMT conduit work, data wiring, basket tray, exit & EM lighting >BP: First tenant improvement and change of use from office shell to office on the 15th floor (#1500) in this existing mixed use building. Scope of work: complete tenant fit-out from shell space to office. Letters of Assurance submitted by: Schedule A and Architectural Schedule B, Miren Amaya Del Castillo, Architect, ph: 604-562-4617 Mechanical and Plumbing Schedule B, G.A. Perez, P.Eng., ph: 604-687-1812 Electrical Schedule B, Kuan Chih (Jeff) Chen, P.Eng., ph: 604-294-8414 OK for Field Review per K. Vogt - Jan 12, 2022 Energy checklist is currently no longer required with your Building Permit (BP) application. Some supporting documents are still required at BP stage, specifically Envelope and HVAC, if applicable. Service Water Heating and Lighting supporting documents, if applicable, must be submitted with your related trades permits (e.g. electrical and plumbing). All energy upgrades will be checked during inspections stage. It is the applicant's responsibility to identify and note all required upgrades including energy upgrades on their BP drawings at BP stage. | ATOMIC ELECTRICAL SOLUTIONS LTD.
PP-2022-00587 | 2022-04-05 | 601 W HASTINGS STREET, Vancouver, BC V6B 1M8 | Plumbing Permit | Commercial | Tenant Improvement | Completed | Commercial - Addition of 2 kitchen sinks, 2 HWT & connecting 2 DW >#1500 - 15th floor (full floor tenant) First tenant improvement and change of use from office shell to office on the 15th floor (#1500) in this existing mixed use building. Scope of work: complete tenant fit-out from shell space to office. | Tino Mechanical Ltd
EP-2022-01371 | 2022-02-23 | 601 W HASTINGS STREET, Vancouver, BC V6B 1M8 | Electrical Permit | Commercial | Tenant Improvement | Completed | Installation / Repair - Commercial - Extra Low Voltage - Installing upgraded Card Access and CCTV systems >BP: Interior renovations (first TI) of shell base building space of floors 24 & 25. | Tyco Integrated Fire & Security Canada Inc/Tyco Feu Et Securite Integres Canada Inc
SP-2022-00175 | 2022-05-19 | 601 W HASTINGS STREET, Vancouver, BC V6B 1M8 | Sprinkler Permit | Commercial | Tenant Improvement | Completed | Commercial - For sprinkler system alterations to the 2019 VBBL and NFPA 13, 2013 for the tenant improvements to provide first tenant improvement and change of use from office shell to office on the 16th floor (#1600) in this existing mixed use building. This application does not include any of the following: • Warehouse storage arrangements, or mobile compact storage arrangements. • Changes to the sprinkler system supply piping (e.g. valves, mains, cross-mains, etc.). • Flexible sprinkler pipe. • Information Technology Equipment Rooms (e.g. IT Rooms, LAN Rooms, etc.). • New alternative solutions and/or modifications to existing alternative solutions. • Change in occupancy and/or hazard classification. Notes: 1. Sprinkler engineer of record L.X. Peng, P.Eng. of Viking Fire Protection Inc. T: 604 324 7122. E: Lpeng@viking.ca 2. One set of approved drawings and permit to be available for viewing at the jobsite. | Viking Fire Protection Inc
SP-2022-00174 | 2022-05-19 | 601 W HASTINGS STREET, Vancouver, BC V6B 1M8 | Sprinkler Permit | Commercial | Tenant Improvement | Completed | Commercial - For sprinkler system alterations to the 2019 VBBL and NFPA 13, 2013 for the tenant improvements to provide the first tenant improvement and change of use from office shell to office on the 15th floor (#1500) in this existing mixed use building. Scope of work: complete tenant fit-out from shell space to office. This application does not include any of the following: • Warehouse storage arrangements, or mobile compact storage arrangements. • Changes to the sprinkler system supply piping (e.g. valves, mains, cross-mains, etc.). • Flexible sprinkler pipe. • Information Technology Equipment Rooms (e.g. IT Rooms, LAN Rooms, etc.). • New alternative solutions and/or modifications to existing alternative solutions. • Change in occupancy and/or hazard classification. Notes: 1. Sprinkler engineer of record L.X. Peng, P.Eng. of Viking Fire Protection Inc. T: 604 324 7122. E: Lpeng@viking.ca 2. One set of approved drawings and permit to be available for viewing at the jobsite. | Viking Fire Protection Inc
PP-2022-00117 | 2022-01-18 | 601 W HASTINGS STREET, Vancouver, BC V6B 1M8 | Plumbing Permit | Commercial | Addition | Completed | Commercial - Add plumbed bottle filler station to staffroom. To construct a 26-storey office tower including a commercial restaurant on Level 1. The above-grade levels will be constructed over four below-grade parking, loading and amenity floor levels. Vehicle access to the parkade will be via an underground connection from the existing neighbouring building at 333 Seymour Street. | Modern Niagara Vancouver Inc
EP-2022-00171 | 2022-01-13 | 601 W HASTINGS STREET, Vancouver, BC V6B 1M8 | Electrical Permit | Commercial | Renovation | Completed | Installation / Repair - Commercial - Extra Low Voltage Hvac -We only have work on the 24th for and the 25. So please use BP-2021-05516. >BP: Interior renovations (first TI) of shell base building space of floors 24 & 25. | Control Solutions Ltd
EP-2022-00163 | 2022-01-13 | 601 W HASTINGS STREET, Vancouver, BC V6B 1M8 | Electrical Permit | Commercial | Tenant Improvement | Completed | Installation / Repair - Commercial - level 26 tenant improvement fire alarm work. add speakers, relocate existing speakers and re-verify. >BP: Interior renovations (first TI) to complete the amenity room on the 26th floor. | Protec Installations Group
SP-2022-00009 | 2022-04-05 | 601 W HASTINGS STREET, Vancouver, BC V6B 1M8 | Sprinkler Permit | Commercial | Tenant Improvement | Completed | Commercial - Sprinkler renovations (first TI) to complete the amenity room on the 26th floor. *****This application does not include any of the following: 1. Not more than 20 sprinklers (add, relocate, or remove), 2. hydraulic calculations, 3. change in occupancy and /or hazard classification, 4. mobile compact storage arrangements, 6. alternative solutions, 7. changes to the sprinkler system supply piping (e.g. valves, mains, cross-mains, branch-lines, etc.), or 8. flexible sprinkler pipe. | Viking Fire Protection Inc
EP-2022-00026 | 2022-01-05 | 601 W HASTINGS STREET, Vancouver, BC V6B 1M8 | Electrical Permit | Commercial | New | Completed | Installation / Repair - Commercial - Supply and install approx. 124 cat6 ft6cables to workstations in 24th floor and supply and install approx. 107 Cat6 ft6 cables to workstations in the 25th floor. >BP: Interior renovations (first TI) of shell base building space of floors 24 & 25. | Activo Inc
EP-2022-00028 | 2022-01-05 | 601 W HASTINGS STREET, Vancouver, BC V6B 1M8 | Electrical Permit | Commercial | Tenant Improvement | Completed | Installation / Repair - Commercial - LEVEL 23 FIRE ALARM TI WORK AT 601 WEST HASTINGS >BP: #2300 - Full Floor First tenant improvement and change of use from office shell to office on the 5th floor (#503) in this existing mixed use building. TENANT: Canada Workday ULC OK for Field Review per Kim V - Dec 16/21 | Protec Installations Group
EP-2022-00016 | 2022-01-07 | 601 W HASTINGS STREET, Vancouver, BC V6B 1M8 | Electrical Permit | Commercial | Tenant Improvement | Completed | Installation / Repair - Commercial - fire alarm work for tenant improvement -We will be adding additional fire alarm speakers on each floor. 55 in total. this permit will be for phase one level 24 and 25 .BP-2021-05516.the value will be $58,000.00 >BP: Interior renovations (first TI) of shell base building space of floors 24 & 25 | Protec Installations Group
SP-2022-00100 | 2022-07-08 | 601 W HASTINGS STREET, Vancouver, BC V6B 1M8 | Sprinkler Permit | Commercial | Tenant Improvement | Completed | Commercial - BP: #2300 - Full Floor Sprinkler improvement and change of use from office shell to office on the 23rd floor (#2300) in this existing mixed use building. TENANT: Canada Workday ULC FPER - Liang Xin Peng Viking Fire - 604-324-7122 | Viking Fire Protection Inc
SP-2021-01705 | 2022-04-06 | 601 W HASTINGS STREET, Vancouver, BC V6B 1M8 | Sprinkler Permit | Commercial | Tenant Improvement | Completed | Commercial - For sprinkler system alterations to the 2019 VBBL and NFPA 13, 2013 for the tenant improvements to provide tenant improvement of shell base building space of floors 24 & 25. THIS IS A CERTIFIED PROFESSIONAL PROJECT and the CP is Dave Steer of LMDG. Related Permits: 1. Existing - AL-2019-00066 (Spatial Separation Exposure Protection) - No modifications. Notes: 1. Sprinkler engineer of record is Liang Xin P.Eng. of Viking Fire Protection Inc. T: 604-324-7122 E: Lpeng@vikingfire.ca 2. One set of approved drawings and permit to be available for viewing at the jobsite. | Viking Fire Protection Inc
PP-2021-04101 | 2022-01-11 | 601 W HASTINGS STREET, Vancouver, BC V6B 1M8 | Plumbing Permit | Commercial | New | Completed | Commercial - Install New Plumbing Fixtures >Interior renovations (first TI) of shell base building space of floors 24 & 25. >Amend: March 31st -I would like to add the following to the Plumbing Permit: 2 units - Reducer Pressure - 3/4" 2 units - DCVA - 3/4" | DAVIDSON BROS MECHANICAL CONTRACTORS
EP-2022-04460 | 2022-06-02 | 601 W HASTINGS STREET, Vancouver, BC V6B 1M8 | Electrical Permit | Commercial | Addition | Issued | Installation / Repair - Commercial - Bike Charging Station: Supply and install bike share panel with mini breakers and main breaker. Connect to 120/208V 20 amp cct provided by city or property manager. Run 16/2 cable tire from panel board to each charging dock, terminate connections. Run no.10 AWG bond from panel board to each charging doc. Verification and testing. >Location: 601 W Hastings & 333 Seymour St, Mobi/ Shaw bike share station outside building | MJR Electric Ltd
EP-2022-04921 | 2022-06-13 | 601 W HASTINGS STREET, Vancouver, BC V6B 1M8 | Electrical Permit | Commercial | Tenant Improvement | Completed | Installation / Repair - Commercial - Extra Low Voltage - Installing upgraded Card Access and CCTV System >BP: First tenant improvement of this office shell on the 23rd floor (#2300) in this existing mixed use building. Scope of work per VBBL 2019:Complete tenant fit out from shell space to new office TENANT: Canada Workday ULC Letters of Assurance submitted by: Schedule A and Architectural Schedule B, James Emery, Architect, 604.736.5581 Mechanical and Plumbing Schedule B, Christopher Liu, P.Eng., 604.294.8414 Electrical Schedule B, Jeff Chen, P.Eng., 604.294.8414 OK for Field Review per Kim V - Dec 16/21 Energy upgrade exempt for 1st TI (tenant improvement) Energy checklist is currently no longer required with your Building Permit (BP) application. Some supporting documents are still required at BP stage, specifically Envelope and HVAC, if applicable. Service Water Heating and Lighting supporting documents, if applicable, must be submitted with your related trades permits (e.g. electrical and plumbing). All energy upgrades will be checked during inspections stage. It is the applicant's responsibility to identify and note all required upgrades including energy upgrades on their BP drawings at BP stage. | Tyco Integrated Fire & Security Canada Inc/Tyco Feu Et Securite Integres Canada Inc
EP-2022-01596 | 2022-03-01 | 601 W HASTINGS STREET, Vancouver, BC V6B 1M8 | Electrical Permit | Commercial | Tenant Improvement | Completed | Installation / Repair - Commercial - Tenant improvement office floor, branch ccts, EMT conduit work, data wiring, basket tray, exit & EM lighting -bonding is for the Basket tray for the data low voltage wiring only. >BP: First tenant improvement and change of use from office shell to office on the 16th floor (#1600) in this existing mixed use building. Scope of work: Complete tenant fit out from shell space to new office. Letters of Assurance submitted by: Schedule A and Architectural Schedule B, Miren Amaya Del Castillo, Architect, ph: 604-562-4617 Mechanical and Plumbing Schedule B, G.A. Perez, P.Eng., ph: 604-687-1812 Electrical Schedule B, Kuan Chih (Jeff) Chen, P.Eng., ph: 604-294-8414 OK for Field Review per K. Vogt - Jan 12, 2022 Energy upgrade: E2 - Hvac - Clean and Balance all Air Systems (per 6.7.2.3.2 of Ashrae 90.1-2016) Energy checklist is currently no longer required with your Building Permit (BP) application. Some supporting documents are still required at BP stage, specifically Envelope and HVAC, if applicable. Service Water Heating and Lighting supporting documents, if applicable, must be submitted with your related trades permits (e.g. electrical and plumbing). All energy upgrades will be checked during inspections stage. It is the applicant's responsibility to identify and note all required upgrades including energy upgrades on their BP drawings at BP stage. | ATOMIC ELECTRICAL SOLUTIONS LTD.
PP-2022-00982 | 2022-03-24 | 601 W HASTINGS STREET, Vancouver, BC V6B 1M8 | Plumbing Permit | Commercial | Tenant Improvement | Completed | Commercial - UNIT #220 - Install a bottle filler on Level 2. #220 Interior alterations to install demising wall and provide tenant improvements to this office unit on the 2nd floor of this existing commercial building. Scope includes electrical and mechanical | Modern Niagara Vancouver Inc
NULL | NULL | 601 W HASTINGS STREET, Vancouver, BC V6B 1M8 | Plumbing Permit | Commercial | Addition | Draft | Commercial - New bottle filler station installation. | Modern Niagara Vancouver Inc
SP-2022-00578 | 2022-07-20 | 601 W HASTINGS STREET, Vancouver, BC V6B 1M8 | Sprinkler Permit | Commercial | Tenant Improvement | Completed | Commercial - #300 - 3rd Floor Sprinkler alterations for first tenant improvement of this office shell on the 3rd floor (#300) in this existing commercial building on the site. P.Eng - L Peng - 604-324-7122 | Viking Fire Protection Inc
SP-2022-00577 | 2022-07-20 | 601 W HASTINGS STREET, Vancouver, BC V6B 1M8 | Sprinkler Permit | Commercial | Tenant Improvement | Completed | Commercial - #210 - 2nd Floor Sprinkler alterations to provide first tenant improvement for a new/future office tenant on the 2nd floor (#210) of this existing commercial building on the site. P.Eng - L Peng - 604-324-7122 | Viking Fire Protection Inc
SP-2022-00579 | 2022-07-20 | 601 W HASTINGS STREET, Vancouver, BC V6B 1M8 | Sprinkler Permit | Commercial | Tenant Improvement | Completed | Commercial - #400 - 4th Floor Interior alterations for first tenant improvement of this office shell on the 4th floor (#400) in this existing commercial building on the site. P.eng - L Peng 604-324-7122 | Viking Fire Protection Inc
SP-2022-00580 | 2022-07-20 | 601 W HASTINGS STREET, Vancouver, BC V6B 1M8 | Sprinkler Permit | Commercial | Tenant Improvement | Completed | Commercial - #500 - 5th Floor Sprinkler alterations for first tenant improvement of this office shell on the 5th floor (#500) in this existing commercial building on the site. | Viking Fire Protection Inc
EP-2022-03174 | 2022-04-21 | 601 W HASTINGS STREET, Vancouver, BC V6B 1M8 | Electrical Permit | Commercial | Renovation | Completed | Installation / Repair - Commercial - Extra Low Voltage HVAC >BP: First tenant improvement and change of use from office shell to office on the 15th floor (#1500) in this existing mixed use building. Scope of work: complete tenant fit-out from shell space to office. Letters of Assurance submitted by: Schedule A and Architectural Schedule B, Miren Amaya Del Castillo, Architect, ph: 604-562-4617 Mechanical and Plumbing Schedule B, G.A. Perez, P.Eng., ph: 604-687-1812 Electrical Schedule B, Kuan Chih (Jeff) Chen, P.Eng., ph: 604-294-8414 OK for Field Review per K. Vogt - Jan 12, 2022 Energy checklist is currently no longer required with your Building Permit (BP) application. Some supporting documents are still required at BP stage, specifically Envelope and HVAC, if applicable. Service Water Heating and Lighting supporting documents, if applicable, must be submitted with your related trades permits (e.g. electrical and plumbing). All energy upgrades will be checked during inspections stage. It is the applicant's responsibility to identify and note all required upgrades including energy upgrades on their BP drawings at BP stage. | Control Solutions Ltd
EP-2022-03175 | 2022-04-21 | 601 W HASTINGS STREET, Vancouver, BC V6B 1M8 | Electrical Permit | Commercial | Renovation | Completed | Installation / Repair - Commercial - Extra Low Voltage HVAC >BP: First tenant improvement and change of use from office shell to office on the 16th floor (#1600) in this existing mixed use building. Scope of work: Complete tenant fit out from shell space to new office. Letters of Assurance submitted by: Schedule A and Architectural Schedule B, Miren Amaya Del Castillo, Architect, ph: 604-562-4617 Mechanical and Plumbing Schedule B, G.A. Perez, P.Eng., ph: 604-687-1812 Electrical Schedule B, Kuan Chih (Jeff) Chen, P.Eng., ph: 604-294-8414 OK for Field Review per K. Vogt - Jan 12, 2022 Energy upgrade: E2 - Hvac - Clean and Balance all Air Systems (per 6.7.2.3.2 of Ashrae 90.1-2016) Energy checklist is currently no longer required with your Building Permit (BP) application. Some supporting documents are still required at BP stage, specifically Envelope and HVAC, if applicable. Service Water Heating and Lighting supporting documents, if applicable, must be submitted with your related trades permits (e.g. electrical and plumbing). All energy upgrades will be checked during inspections stage. It is the applicant's responsibility to identify and note all required upgrades including energy upgrades on their BP drawings at BP stage. | Control Solutions Ltd
EP-2022-02966 | 2022-04-12 | 601 W HASTINGS STREET, Vancouver, BC V6B 1M8 | Electrical Permit | Commercial | Tenant Improvement | Completed | Installation / Repair - Commercial - FA Scope Only - Relocate existing FA devices, install new FA Devices. Verify relocated and new devices. >BP: #1500 - 15th floor (full floor tenant) First tenant improvement and change of use from office shell to office on the 15th floor (#1500) in this existing mixed use building. Scope of work: complete tenant fit-out from shell space to office. | Protec Installations Group
EP-2022-02967 | 2022-04-12 | 601 W HASTINGS STREET, Vancouver, BC V6B 1M8 | Electrical Permit | Commercial | Tenant Improvement | Completed | Installation / Repair - Commercial - FA Scope Only - Install new FA Devices, re-locate existing devices. Verification of new devices and existing relocated devices. >#1600 - 16th floor (full floor tenant) First tenant improvement and change of use from office shell to office on the 16th floor (#1600) in this existing mixed use building. Scope of work: Complete tenant fit out from shell space to new office. | Protec Installations Group
EP-2022-02795 | 2022-04-19 | 601 W HASTINGS STREET, Vancouver, BC V6B 1M8 | Electrical Permit | Commercial | New | Completed | Installation / Repair - Commercial - Supply and install only CAT6 and speaker cables as per received document | CaTech Systems Ltd
PP-2022-01174 | 2022-04-06 | 601 W HASTINGS STREET, Vancouver, BC V6B 1M8 | Plumbing Permit | Commercial | Renovation | Completed | Commercial - UNUT #2300 - FULL FL - Install New Fixtures #2300 - Full Floor First tenant improvement of this office shell on the 23rd floor (#2300) in this existing mixed use building. Scope of work per VBBL 2019:Complete tenant fit out from shell space to new office TENANT: Canada Workday ULC | DAVIDSON BROS MECHANICAL CONTRACTORS
EP-2022-02784 | 2022-04-07 | 601 W HASTINGS STREET, Vancouver, BC V6B 1M8 | Electrical Permit | Commercial | Tenant Improvement | Completed | Installation / Repair - Commercial - Tenant Improvement including Lighting, Branch Wiring, Wiring Devices, Distribution, Communications >BP: First tenant improvement of this office shell on the 23rd floor (#2300) in this existing mixed use building. Scope of work per VBBL 2019:Complete tenant fit out from shell space to new office TENANT: Canada Workday ULC Letters of Assurance submitted by: Schedule A and Architectural Schedule B, James Emery, Architect, 604.736.5581 Mechanical and Plumbing Schedule B, Christopher Liu, P.Eng., 604.294.8414 Electrical Schedule B, Jeff Chen, P.Eng., 604.294.8414 OK for Field Review per Kim V - Dec 16/21 Energy upgrade exempt for 1st TI (tenant improvement) Energy checklist is currently no longer required with your Building Permit (BP) application. Some supporting documents are still required at BP stage, specifically Envelope and HVAC, if applicable. Service Water Heating and Lighting supporting documents, if applicable, must be submitted with your related trades permits (e.g. electrical and plumbing). All energy upgrades will be checked during inspections stage. It is the applicant's responsibility to identify and note all required upgrades including energy upgrades on their BP drawings at BP stage. | Sasco Contractors Ltd
SP-2022-00479 | 2022-04-05 | 601 W HASTINGS STREET, Vancouver, BC V6B 1M8 | Sprinkler Permit | Commercial | Tenant Improvement | Completed | Commercial - Add new sprinkler head >BP: #220 Interior alterations to install demising wall and provide tenant improvements to this office unit on the 2nd floor of this existing commercial building. Scope includes electrical and mechanical Schedule A & Schedule B Architectural - Jim Huffman - 604-979-9933 Schedule B Electrical - Kuan-Chih (Jeff) Chen - 604-294-8414 Schedule B Mechanical/Plumbing - Guillermo A. Perez, P.Eng. - 604-687-1821 No energy upgrade required Note: Separate building permit required for crossover floors/elevator recall change Separate sprinkler permit may be required, to be determined by the District Building Inspector. OK for field review as per Jamie Zhang, Jan.25/22 | Viking Fire Protection Inc
PP-2022-01135 | 2022-04-04 | 601 W HASTINGS STREET, Vancouver, BC V6B 1M8 | Plumbing Permit | Commercial | Tenant Improvement | Completed | Commercial - Addition of Kitchen in tenant improvement space #1600 - 16th floor (full floor tenant) First tenant improvement and change of use from office shell to office on the 16th floor (#1600) in this existing mixed use building. Scope of work: Complete tenant fit out from shell space to new office. | Tino Mechanical Ltd
SP-2023-01584 | 2023-10-25 | 601 W HASTINGS STREET, Vancouver, BC V6B 1M8 | Sprinkler Permit | Commercial | Tenant Improvement | Issued | Commercial - For sprinkler system alterations to the 2019 VBBL and NFPA 13, 2013 for the tenant improvements to provide interior alterations for a new tenant and a change of use from office shell to office on the 22nd floor (#2200) in this existing mixed-use building. Engineer of Record: Liang Xin Peng 604-324-7122 lpeng@vikingfire.ca | Viking Fire Protection Inc
EP-2023-07509 | 2023-08-17 | 601 W HASTINGS STREET, Vancouver, BC V6B 1M8 | Electrical Permit | Commercial | Renovation | Completed | Installation / Repair - Commercial - Extra Low Voltage HVAC installation. >BP: #500 - 5th Floor Interior alterations for first tenant improvement of this office shell on the 5th floor (#500) in this existing commercial building on the site. Scope of work: Complete tenant fit-out from this shell space to new office. Construct partition walls to create multiple rooms, new glazed sliding doors, new millwork, electrical, plumbing and sprinkler work. REVISION #1: Change Layout of Rooms L5-8 and L5-9 (NW Corner). May 2, 2023 mlh | Control Solutions Ltd
EP-2023-07510 | 2023-08-17 | 601 W HASTINGS STREET, Vancouver, BC V6B 1M8 | Electrical Permit | Commercial | Renovation | Completed | Installation / Repair - Commercial - Extra Low Valtage HVAC installation. >BP: #600 - 6th Floor Interior alterations for first tenant improvement of this office shell on the 6th floor (#600) in this existing commercial building on the site. Scope of work: Complete tenant fit-out from this shell space to new office. Construct partition walls to create multiple rooms, new doors, new millwork, electrical, plumbing and sprinkler work. REVISION #1: Change layout of rooms L6-8 and L6-10. Complete new Architectural set provided with corrected page numbers and floors. June 13, 2023 mlh | Control Solutions Ltd
EP-2023-08060 | 2023-09-07 | 601 W HASTINGS STREET, Vancouver, BC V6B 1M8 | Electrical Permit | Commercial | Tenant Improvement | Expired | Temporary Power - Commercial - To provide temporary power; for temporary power for hooking up floor polishers. | Sasco Contractors Ltd
EP-2023-09763 | 2023-11-07 | 601 W HASTINGS STREET, Vancouver, BC V6B 1M8 | Electrical Permit | Commercial | Renovation | Issued | Installation / Repair - Commercial - Extra Low Voltage HVAC control Total cost of project on ep-2023-09742 (lvl 21) seperate permit due to building permit for seperate floor >BP: #2200 - 22nd Floor Interior alterations to provide first tenant improvement for a new tenant and a change of use from office shell to office on the 22nd floor (#2200) in this existing mixed-use building. Scope of work: Complete tenant fit out including new non-load bearing interior walls, new lighting, HVAC, electrical, plumbing and sprinkler work. TENANT: Canada Workday ULC | Control Solutions Ltd
EP-2023-09742 | 2023-11-07 | 601 W HASTINGS STREET, Vancouver, BC V6B 1M8 | Electrical Permit | Commercial | Renovation | Issued | Installation / Repair - Commercial - Extra Low Voltage HVAC for level 21 >BP: #2100 - 21st Floor Interior alterations for first tenant improvement of this office shell on the 21st floor (#2100) in this existing commercial building on the site. Scope of work: Complete tenant fit-out from shell space to new office. Construct partition walls to create multiple rooms, new doors/frames, new millwork, electrical, plumbing and sprinkler work. TENANT: Canada Workday ULC | Control Solutions Ltd
PP-2023-03794 | 2023-10-27 | 601 W HASTINGS STREET, Vancouver, BC V6B 1M8 | Plumbing Permit | Commercial | Tenant Improvement | Issued | Commercial - SUITE #2200 - 22ND FLOOR - Install fixtures >BP: #2200 - 22nd Floor Interior alterations to provide first tenant improvement for a new tenant and a change of use from office shell to office on the 22nd floor (#2200) in this existing mixed-use building. Scope of work: Complete tenant fit out including new non-load bearing interior walls, new lighting, HVAC, electrical, plumbing and sprinkler work. | DAVIDSON BROS MECHANICAL CONTRACTORS
PP-2023-03795 | 2023-10-27 | 601 W HASTINGS STREET, Vancouver, BC V6B 1M8 | Plumbing Permit | Commercial | Tenant Improvement | Issued | Commercial - SUITE #2100 - 21ST FLOOR - Install Fixtures >BP: #2100 - 21st Floor Interior alterations for first tenant improvement of this office shell on the 21st floor (#2100) in this existing commercial building on the site. Scope of work: Complete tenant fit-out from shell space to new office. Construct partition walls to create multiple rooms, new doors/frames, new millwork, electrical, plumbing and sprinkler work. | DAVIDSON BROS MECHANICAL CONTRACTORS
EP-2023-10374 | 2023-11-17 | 601 W HASTINGS STREET, Vancouver, BC V6B 1M8 | Electrical Permit | Commercial | Tenant Improvement | Issued | Installation / Repair - Commercial - Supply & install 110 Cat6A drops from IDF Room to data locations Install Sound masking through the floor and Audio and Video in designated areas. Work to be performed in 22nd FLOOR. >BP: Interior alterations to provide first tenant improvement for a new tenant and a change of use from office shell to office on the 22nd floor (#2200) in this existing mixed-use building. Scope of work: Complete tenant fit out including new non-load bearing interior walls, new lighting, HVAC, electrical, plumbing and sprinkler work. TENANT: Canada Workday ULC Letters of Assurance submitted: Schedule A and Architectural Schedule B by James Emery, Architect, AIBC., 604.999.2560 Electrical Schedule B by Estella L. Chan, P.Eng., 604.294.8414 Plumbing/Mechanical Schedule B by Chris Liu, P.Eng., 604.294.8414 Building Sprinklered – Separate sprinkler permit required for proposed sprinkler work. Energy checklist is currently no longer required with your Building Permit (BP) application. Some supporting documents are still required at BP stage, specifically Envelope and HVAC, if applicable. Service Water Heating and Lighting supporting documents, if applicable, must be submitted with your related trades permits (e.g. electrical and plumbing). | Activo Inc
EP-2023-09249 | 2023-10-13 | 601 W HASTINGS STREET, Vancouver, BC V6B 1M8 | Electrical Permit | Commercial | NULL | Issued | Annual / Operating - Maintenance of existing operating electrical equipment in compliance with the Electrical By-law No. 5563. | Sasco Contractors Ltd
SP-2023-01894 | 2023-11-01 | 601 W HASTINGS STREET, Vancouver, BC V6B 1M8 | Sprinkler Permit | Commercial | Tenant Improvement | Issued | Commercial - For sprinkler system alterations to the 2019 VBBL and NFPA 13, 2013 for the tenant improvements to provide interior alterations for first tenant improvement of this office shell on the 21st floor (#2100) in this existing commercial building on the site. Engineer of Record: Liang Xin Peng 604-324-7122 lpeng@vikingfire.ca | Viking Fire Protection Inc
EP-2023-09568 | 2023-11-02 | 601 W HASTINGS STREET, Vancouver, BC V6B 1M8 | Electrical Permit | Commercial | Tenant Improvement | Issued | Installation / Repair - Commercial - Lighting, Branch Wiring, Raceways, Lighting Control, Mechanical, Receptacles, Distribution, Fire Alarm >BP: Interior alterations for first tenant improvement of this office shell on the 21st floor (#2100) in this existing commercial building on the site. Scope of work: Complete tenant fit-out from shell space to new office. Construct partition walls to create multiple rooms, new doors/frames, new millwork, electrical, plumbing and sprinkler work. TENANT: Canada Workday ULC Letters of Assurance submitted: Schedule A and Architectural Schedule B by James Emery, Architect, AIBC., 604.999.2560 Electrical Schedule B by Estella L. Chan, P.Eng., 604.294.8414 Plumbing/Mechanical Schedule B by Chris Liu, P.Eng., 604.294.8414 Building Sprinklered – Separate sprinkler permit required for proposed sprinkler work. Energy checklist is currently no longer required with your Building Permit (BP) application. Some supporting documents are still required at BP stage, specifically Envelope and HVAC, if applicable. Service Water Heating and Lighting supporting documents, if applicable, must be submitted with your related trades permits (e.g. electrical and plumbing). | Sasco Contractors Ltd
EP-2023-09444 | 2023-10-30 | 601 W HASTINGS STREET, Vancouver, BC V6B 1M8 | Electrical Permit | Commercial | Tenant Improvement | Issued | Installation / Repair - Commercial - Demo, Lighting, Lighting Control, Fire Alarm, Power, >BP: Interior alterations to provide first tenant improvement for a new tenant and a change of use from office shell to office on the 22nd floor (#2200) in this existing mixed-use building. Scope of work: Complete tenant fit out including new non-load bearing interior walls, new lighting, HVAC, electrical, plumbing and sprinkler work. TENANT: Canada Workday ULC Letters of Assurance submitted: Schedule A and Architectural Schedule B by James Emery, Architect, AIBC., 604.999.2560 Electrical Schedule B by Estella L. Chan, P.Eng., 604.294.8414 Plumbing/Mechanical Schedule B by Chris Liu, P.Eng., 604.294.8414 Building Sprinklered – Separate sprinkler permit required for proposed sprinkler work. Energy checklist is currently no longer required with your Building Permit (BP) application. Some supporting documents are still required at BP stage, specifically Envelope and HVAC, if applicable. Service Water Heating and Lighting supporting documents, if applicable, must be submitted with your related trades permits (e.g. electrical and plumbing). | Sasco Contractors Ltd
EP-2024-00468 | 2024-02-06 | 601 W HASTINGS STREET, Vancouver, BC V6B 1M8 | Electrical Permit | Commercial | New | Issued | Installation / Repair - Commercial - Installing access control on 3 doors, intrusion system, and enter-phone. No mag locks, electric strike only. >BP - #1020 - 10th floor (#1000 demised and changed to #1010 & #1020) Interior alterations to demise this shell office space on the 10th floor (unit #1000) into two units (two be #1010 & #1020) and provide improvements for a new office tenant in #1020 in this existing commercial building. Scope of work: new demising walls, elevator lobby, corridor & complete tenant fit out to #1020 only. Electrical, plumbing & Sprinklers to suit. * Separate permit(s) required for tenant improvements to unit #1010. | Fusion Security Inc
EP-2024-00434 | 2024-01-19 | 601 W HASTINGS STREET, Vancouver, BC V6B 1M8 | Electrical Permit | Commercial | Tenant Improvement | Issued | Installation / Repair - Commercial - Installation of CAT6a in large conference room for the mic to the switch and also for the TX/RX Installation of coax cable in Phone Room 2102, 2103, 2106, 2114, 2115, 2116. 2118, 2119, 2121, 2122, 2123, 2126. Huddle Rooms 2105, 2107, 2110, 2113, 2120, 2124 Large Conference Room 2129. >BP: #2100 - 21st Floor Interior alterations for first tenant improvement of this office shell on the 21st floor (#2100) in this existing commercial building on the site. Scope of work: Complete tenant fit-out from shell space to new office. Construct partition walls to create multiple rooms, new doors/frames, new millwork, electrical, plumbing and sprinkler work. TENANT: Canada Workday ULC | Houle Electric Limited
EP-2024-00288 | 2024-01-17 | 601 W HASTINGS STREET, Vancouver, BC V6B 1M8 | Electrical Permit | Commercial | Tenant Improvement | Issued | Installation / Repair - Commercial - Tenant Improvement: Installation of New 200 A sub-panel, 45 kVA Transformer, lighting and controls, branch circuits, Minor mechanical connections, New data rack/receptacles, Minor fire alarm modifications, and grounding/bonding. >BP: #1020 - 10th floor (#1000 demised and changed to #1010 & #1020) Interior alterations to demise this shell office space on the 10th floor (unit #1000) into two units (two be #1010 & #1020) and provide improvements for a new office tenant in #1020 in this existing commercial building. Scope of work: new demising walls, elevator lobby, corridor & complete tenant fit out to #1020 only. Electrical, plumbing & Sprinklers to suit. * Separate permit(s) required for tenant improvements to unit #1010. | Centre Electric Ltd
PP-2024-00073 | 2024-01-22 | 601 W HASTINGS STREET, Vancouver, BC V6B 1M8 | Plumbing Permit | Commercial | Tenant Improvement | Issued | Commercial - Plumbing fixtures for: >BP: #1020 - 10th floor (#1000 demised and changed to #1010 & #1020) Interior alterations to demise this shell office space on the 10th floor (unit #1000) into two units (two be #1010 & #1020) and provide improvements for a new office tenant in #1020 in this existing commercial building. Scope of work: new demising walls, elevator lobby, corridor & complete tenant fit out to #1020 only. Electrical, plumbing & Sprinklers to suit. * Separate permit(s) required for tenant improvements to unit #1010. | DAVIDSON BROS MECHANICAL CONTRACTORS
EP-2023-10803 | 2023-12-01 | 601 W HASTINGS STREET, Vancouver, BC V6B 1M8 | Electrical Permit | Commercial | Addition | Issued | Installation / Repair - Commercial - Low Voltage ACS and CCTV Systems. No Maglocks >BP: Interior alterations for first tenant improvement of this office shell on the 21st floor (#2100) in this existing commercial building on the site. Scope of work: Complete tenant fit-out from shell space to new office. Construct partition walls to create multiple rooms, new doors/frames, new millwork, electrical, plumbing and sprinkler work. TENANT: Canada Workday ULC Letters of Assurance submitted: Schedule A and Architectural Schedule B by James Emery, Architect, AIBC., 604.999.2560 Electrical Schedule B by Estella L. Chan, P.Eng., 604.294.8414 Plumbing/Mechanical Schedule B by Chris Liu, P.Eng., 604.294.8414 | Tyco Integrated Fire & Security Canada Inc/Tyco Feu Et Securite Integres Canada Inc
EP-2023-10805 | 2023-12-01 | 601 W HASTINGS STREET, Vancouver, BC V6B 1M8 | Electrical Permit | Commercial | Addition | Issued | Installation / Repair - Commercial - Low Voltage ACS and CCTV. No Maglocks >BP: Interior alterations to provide first tenant improvement for a new tenant and a change of use from office shell to office on the 22nd floor (#2200) in this existing mixed-use building. Scope of work: Complete tenant fit out including new non-load bearing interior walls, new lighting, HVAC, electrical, plumbing and sprinkler work. TENANT: Canada Workday ULC Letters of Assurance submitted: Schedule A and Architectural Schedule B by James Emery, Architect, AIBC., 604.999.2560 Electrical Schedule B by Estella L. Chan, P.Eng., 604.294.8414 Plumbing/Mechanical Schedule B by Chris Liu, P.Eng., 604.294.8414 | Tyco Integrated Fire & Security Canada Inc/Tyco Feu Et Securite Integres Canada Inc
SP-2023-02178 | 2024-01-22 | 601 W HASTINGS STREET, Vancouver, BC V6B 1M8 | Sprinkler Permit | Commercial | Tenant Improvement | Issued | Commercial - For sprinkler system alterations to the 2019 VBBL and NFPA 13, 2013 for the tenant improvements to provide interior alterations to demise this shell office space on the 10th floor (unit #1000) into two units (two be #1010 & #1020) and provide improvements for a new office tenant in #1020 in this existing commercial building. Engineer of Record: Liang Xin Peng 604-324-7122 lpeng@vikingfire.ca | Viking Fire Protection Inc
EP-2023-10774 | 2023-11-30 | 601 W HASTINGS STREET, Vancouver, BC V6B 1M8 | Electrical Permit | Commercial | Tenant Improvement | Issued | Installation / Repair - Commercial - 21ST FLOOR Supply and install 140 Cat6A data drops from IDF Room. Install sound masking through the floor. >BP: Interior alterations for first tenant improvement of this office shell on the 21st floor (#2100) in this existing commercial building on the site. Scope of work: Complete tenant fit-out from shell space to new office. Construct partition walls to create multiple rooms, new doors/frames, new millwork, electrical, plumbing and sprinkler work. TENANT: Canada Workday ULC Letters of Assurance submitted: Schedule A and Architectural Schedule B by James Emery, Architect, AIBC., 604.999.2560 Electrical Schedule B by Estella L. Chan, P.Eng., 604.294.8414 Plumbing/Mechanical Schedule B by Chris Liu, P.Eng., 604.294.8414 | Activo Inc
EP-2022-10752 | 2022-12-23 | 601 W HASTINGS STREET, Vancouver, BC V6B 1M8 | Electrical Permit | Commercial | Tenant Improvement | Completed | Installation / Repair - Commercial - Install raceways for AV and Data cabling. Extend existing power if required to suit new layout. Cabling by others | Sasco Contractors Ltd
EP-2023-00110 | 2023-01-06 | 601 W HASTINGS STREET, Vancouver, BC V6B 1M8 | Electrical Permit | Commercial | New | Completed | Installation / Repair - Commercial - Install 2 cat6 data drops and 3 AV drops in office area | Activo Inc
EP-2022-10159 | 2022-12-01 | 601 W HASTINGS STREET, Vancouver, BC V6B 1M8 | Electrical Permit | Commercial | Renovation | Completed | Installation / Repair - Commercial - UNIT #400 - 4TH FLOOR - Extra Low Voltage HVAC >BP: #400 - 4th Floor Interior alterations for first tenant improvement of this office shell on the 4th floor (#400) in this existing commercial building on the site. Scope of work: Complete tenant fit-out from this shell space to new office. Construct partition walls to create multiple rooms, new glazed sliding doors, new millwork, electrical, plumbing and sprinkler work. | Control Solutions Ltd
EP-2022-09115 | 2022-10-27 | 601 W HASTINGS STREET, Vancouver, BC V6B 1M8 | Electrical Permit | Commercial | NULL | Expired | Annual / Operating - Annual Operating Permit -renewal of: EP-2021-07623 -valid: Oct. 15, 2022 - Oct. 14, 2023 | Protec Installations Group
EP-2022-08802 | 2022-10-17 | 601 W HASTINGS STREET, Vancouver, BC V6B 1M8 | Electrical Permit | Commercial | Tenant Improvement | Completed | Installation / Repair - Commercial - Addition of 1 208v 100A 3PH Panel to Existing Distribution, Branch Circuit Wiring, Lighting, Emergency Lighting, Receptacles, Mechanical Power >BP: Interior alterations for first tenant improvement of this office shell on the 4th floor (#400) in this existing commercial building on the site. Scope of work: Complete tenant fit-out from this shell space to new office. Construct partition walls to create multiple rooms, new glazed sliding doors, new millwork, electrical, plumbing and sprinkler work. Letters of Assurance submitted: Schedule A and Architectural Schedule B - M Del Castillo, AIBC - 604.562.4617 Electrical Schedule B by K Chen, P.Eng., 604.294.8414 Pluming/Mechanical Schedule B by G.A. Perez, P.Eng., 604.687.1821 OK for Field Review per Kim V - Apr 5/22 Building Sprinklered – Separate sprinkler permit required for proposed sprinkler work. Energy upgrade exempt for 1st TI (tenant improvement) | Kato Electrical Inc
EP-2022-08676 | 2022-10-28 | 601 W HASTINGS STREET, Vancouver, BC V6B 1M8 | Electrical Permit | Commercial | Tenant Improvement | Completed | Installation / Repair - Commercial - Installation of audio visual system in conference room #1700 - 17th floor (full floor tenant) Interior alterations for a first tenant improvement to this office shell for a new full floor office tenant on the 17th floor (#1700) in this existing commercial building on the site. Scope of work: complete tenant fit out including new partition walls, doors, lighting, floors, finishes, staff kitchen, electrical, plumbing and sprinkler work. | Western Audio Visual Enterprises Ltd
EP-2022-09690 | 2022-11-17 | 601 W HASTINGS STREET, Vancouver, BC V6B 1M8 | Electrical Permit | Commercial | Tenant Improvement | Completed | Installation / Repair - Commercial - Tenant Improvement - Fire Alarm Scope Only New horn/strobes and reverification of old devices BP: Interior alterations for first tenant improvement of this office shell on the 4th floor (#400) in this existing commercial building on the site. >BP: #400 - 4th Floor Interior alterations for first tenant improvement of this office shell on the 4th floor (#400) in this existing commercial building on the site. Scope of work: Complete tenant fit-out from this shell space to new office. Construct partition walls to create multiple rooms, new glazed sliding doors, new millwork, electrical, plumbing and sprinkler work. Letters of Assurance submitted: Schedule A and Architectural Schedule B - M Del Castillo, AIBC - 604.562.4617 Electrical Schedule B by K Chen, P.Eng., 604.294.8414 Pluming/Mechanical Schedule B by G.A. Perez, P.Eng., 604.687.1821 OK for Field Review per Kim V - Apr 5/22 Building Sprinklered – Separate sprinkler permit required for proposed sprinkler work. Energy upgrade exempt for 1st TI (tenant improvement) | Protec Installations Group
EP-2022-09157 | 2022-10-28 | 601 W HASTINGS STREET, Vancouver, BC V6B 1M8 | Electrical Permit | Commercial | Tenant Improvement | Completed | Installation / Repair - Commercial - Cat6 FT6 Cabling for Data >BP: Interior alterations to provide first tenant improvement for a new/future office tenant on the 2nd floor (#210) of this existing commercial building on the site. Scope of work: Construct partition walls to create multiple rooms, new swing doors to enclose some rooms, new millwork, storage closet added. Electrical, plumbing and sprinkler work to suit. Letters of Assurance submitted: Schedule A and Architectural Schedule B - M Del Castillo, Architect, AIBC - 604.562.4617 Electrical Schedule B by K Chen, P.Eng., 604.294.8414 Plumbing/Mechanical Schedule B by G.A. Perez, P.Eng., 604.687.1821 OK for Field Review per Kim V - Apr 5/22 Building Sprinklered – Separate sprinkler permit required for proposed sprinkler work. Energy upgrade exempt for 1st TI (tenant improvement) Energy checklist is currently no longer required with your Building Permit (BP) application. Some supporting documents are still required at BP stage, specifically Envelope and HVAC, if applicable. Service Water Heating and Lighting supporting documents, if applicable, must be submitted with your related trades permits (e.g. electrical and plumbing). All energy upgrades will be checked during inspections stage. It is the applicant’s responsibility to identify and note all required upgrades including energy upgrades on their BP drawings at BP stage. | Combined Systems Inc
EP-2022-09183 | 2022-10-28 | 601 W HASTINGS STREET, Vancouver, BC V6B 1M8 | Electrical Permit | Commercial | Tenant Improvement | Completed | Installation / Repair - Commercial - Panduit Cat6 FT6 Cabling for the 3rd Floor offices #300 - 3rd Floor Interior alterations for first tenant improvement of this office shell on the 3rd floor (#300) in this existing commercial building on the site. Scope of work: Complete tenant fit-out from this shell space to new office. Construct partition walls to create multiple rooms, new doors, new millwork, electrical, plumbing and sprinkler work. | Combined Systems Inc
EP-2022-07156 | 2022-08-25 | 601 W HASTINGS STREET, Vancouver, BC V6B 1M8 | Electrical Permit | Commercial | Renovation | Completed | Installation / Repair - Commercial - Low voltage HVAC wiring >BP: Interior alterations for a first tenant improvement to this office shell for a new full floor office tenant on the 17th floor (#1700) in this existing commercial building on the site. Scope of work: complete tenant fit out including new partition walls, doors, lighting, floors, finishes, staff kitchen, electrical, plumbing and sprinkler. TENANT: Premier Marine Insurance Managers Group West Inc OK For Field Review per K. Vogt - Apr 20/22 Letters of Assurance submitted by: Schedule A by; Ken G Wong, AIBC, Architect. Ph#604.899.4549. Architectural Sch-B by; Ken G Wong, AIBC, Architect. Ph#604.899.4549. Electrical Schedule B by Oliver Wiart, P.Eng. ph#604.813.1024 Mech/Plumbing by Sam Louie, P.Eng. Ph# 604.687.1821 Energy checklist is currently no longer required with your Building Permit (BP) application. Some supporting documents are still required at BP stage, specifically Envelope and HVAC, if applicable. Service Water Heating and Lighting supporting documents, if applicable, must be submitted with your related trades permits (e.g. electrical and plumbing). All energy upgrades will be checked during inspections stage. It is the applicant's responsibility to identify and note all required upgrades including energy upgrades on their BP drawings at BP stage. | Control Solutions Ltd
EP-2022-06894 | 2022-08-18 | 601 W HASTINGS STREET, Vancouver, BC V6B 1M8 | Electrical Permit | Commercial | Tenant Improvement | Completed | Installation / Repair - Commercial - Extra Low Voltage HVAC >BP: To construct a 26-storey office tower including a commercial restaurant on Level 1. The above-grade levels will be constructed over four below-grade parking, loading and amenity floor levels. Vehicle access to the parkade will be via an underground connection from the existing neighbouring building at 333 Seymour Street. STAGED CONSTRUCTION (shell) Stage I (Excavation/shoring and foundation to grade) issued August 8, 2018. Issuance of Stage 2 is subject to acceptance of alternative solution for vehicular opening connecting two parkades (601 W Hastings and 333 Seymour). Stage II (full BP) issued September 5, 2019. Change of building envelope engineer of record: Brett Pattrick replaced David Fooks effective February 19,21. Change in CRP and Architect of record as of May 1, 2020. Patrick Fejer is taking over as the new CRP/Architect. Revision 1: to revise designated cross over floors. | Control Solutions Ltd
EP-2022-06974 | 2022-08-18 | 601 W HASTINGS STREET, Vancouver, BC V6B 1M8 | Electrical Permit | Commercial | New | Completed | Installation / Repair - Commercial - UNIT #1700 - Installation of access control system. >BP: #1700 - 17th floor (full floor tenant) Interior alterations for a first tenant improvement to this office shell for a new full floor office tenant on the 17th floor (#1700) in this existing commercial building on the site. Scope of work: complete tenant fit out including new partition walls, doors, lighting, floors, finishes, staff kitchen, electrical, plumbing and sprinkler. | Smart-Tek Communications Inc
EP-2022-07297 | 2022-08-31 | 601 W HASTINGS STREET, Vancouver, BC V6B 1M8 | Electrical Permit | Commercial | Tenant Improvement | Completed | Installation / Repair - Commercial - TI Space - FA Scope Only New FA Speakers, Relocate existing Speakers and re-verify >BP: #1700 - 17th floor (full floor tenant) Interior alterations for a first tenant improvement to this office shell for a new full floor office tenant on the 17th floor (#1700) in this existing commercial building on the site. Scope of work: complete tenant fit out including new partition walls, doors, lighting, floors, finishes, staff kitchen, electrical, plumbing and sprinkler. TENANT: Premier Marine Insurance Managers Group West Inc | Protec Installations Group
SP-2022-01385 | 2022-11-30 | 601 W HASTINGS STREET, Vancouver, BC V6B 1M8 | Sprinkler Permit | Commercial | Tenant Improvement | Completed | Commercial - For sprinkler system alterations to the 2019 VBBL and NFPA 13, 2013 for the tenant improvements to provide interior alterations for first tenant improvement of this office shell on the 6th floor (#600) in this existing commercial building on the site. Scope of work: Complete tenant fit-out from this shell space to new office. Construct partition walls to create multiple rooms, new doors, new millwork, electrical, plumbing and sprinkler work. This application does not include any of the following: • Warehouse storage arrangements, or mobile compact storage arrangements. • Changes to the sprinkler system supply piping (e.g. valves, mains, cross-mains, etc.). • Flexible sprinkler pipe. • New alternative solutions and/or modifications to existing alternative solutions. • Change in occupancy and/or hazard classification. Notes: 1. Sprinkler engineer of record: Laing Peng, P.Eng. of Viking. T: 604 324 7122. E: Lpeng@vikingfire.ca 2. One set of approved drawings and permit to be available for viewing at the jobsite. | Viking Fire Protection Inc
PP-2022-03463 | 2022-10-03 | 601 W HASTINGS STREET, Vancouver, BC V6B 1M8 | Plumbing Permit | Commercial | Tenant Improvement | Completed | Commercial - Sink and Dishwasher to be installed on fourth floor. Sanitary drainage, venting and Domestic Hot and Cold piping to suit. >Approximately 23 feet of sanitary drainage to trap arm >BP: #400 - 4th Floor Interior alterations for first tenant improvement of this office shell on the 4th floor (#400) in this existing commercial building on the site. Scope of work: Complete tenant fit-out from this shell space to new office. Construct partition walls to create multiple rooms, new glazed sliding doors, new millwork, electrical, plumbing and sprinkler work. | Arete Mechanical Ltd
EP-2022-06065 | 2022-07-22 | 601 W HASTINGS STREET, Vancouver, BC V6B 1M8 | Electrical Permit | Commercial | Tenant Improvement | Completed | Installation / Repair - Commercial - Demolition as required. Branch wiring, receptacles & furniture stations Provided & install Light Fixtures & Lighting Controls. New 100amp 120-volt sub-panel for tenant loads - no change to existing service Mechanical connections as required Class 2 wiring (voice/data) cabling & terminations >BP: #1700 - 17th floor (full floor tenant) Interior alterations for a first tenant improvement to this office shell for a new full floor office tenant on the 17th floor (#1700) in this existing commercial building on the site. Scope of work: complete tenant fit out including new partition walls, doors, lighting, floors, finishes, staff kitchen, electrical, plumbing and sprinkler. TENANT: Premier Marine Insurance Managers Group West Inc | Sasco Contractors Ltd
PP-2022-02606 | 2022-08-18 | 601 W HASTINGS STREET, Vancouver, BC V6B 1M8 | Plumbing Permit | Commercial | Renovation | Completed | Commercial - Install a single sink on 3rd floor. Sanitary and domestic routing approximately 50 to 75 feet. #300 - 3rd Floor Interior alterations for first tenant improvement of this office shell on the 3rd floor (#300) in this existing commercial building on the site. Scope of work: Complete tenant fit-out from this shell space to new office. Construct partition walls to create multiple rooms, new doors, new millwork, electrical, plumbing and sprinkler work. | Arete Mechanical Ltd
PP-2022-02604 | 2022-08-18 | 601 W HASTINGS STREET, Vancouver, BC V6B 1M8 | Plumbing Permit | Commercial | Renovation | Completed | Commercial - Add a sink to 2nd floor coffee space. (Suite 210) Sanitary and domestic routing approximately 50 to 75 feet distance. >Interior alterations to provide first tenant improvement for a new/future office tenant on the 2nd floor (#210) of this existing commercial building on the site. Scope of work: Construct partition walls to create multiple rooms, new swing doors to enclose some rooms, new millwork, storage closet added. Electrical, plumbing and sprinkler work to suit. Letters of Assurance submitted: Schedule A and Architectural Schedule B - M Del Castillo, Architect, AIBC - 604.562.4617 Electrical Schedule B by K Chen, P.Eng., 604.294.8414 Plumbing/Mechanical Schedule B by G.A. Perez, P.Eng., 604.687.1821 OK for Field Review per Kim V - Apr 5/22 Building Sprinklered – Separate sprinkler permit required for proposed sprinkler work. Energy upgrade exempt for 1st TI (tenant improvement) Energy checklist is currently no longer required with your Building Permit (BP) application. Some supporting documents are still required at BP stage, specifically Envelope and HVAC, if applicable. Service Water Heating and Lighting supporting documents, if applicable, must be submitted with your related trades permits (e.g. electrical and plumbing). All energy upgrades will be checked during inspections stage. It is the applicant’s responsibility to identify and note all required upgrades including energy upgrades on their BP drawings at BP stage. | Arete Mechanical Ltd
EP-2022-06391 | 2022-08-04 | 601 W HASTINGS STREET, Vancouver, BC V6B 1M8 | Electrical Permit | Commercial | Tenant Improvement | Completed | Installation / Repair - Commercial - tenant improvement for suite 210 - office reno - installing new lighting in the space and power for future desks for an office renovation. Relocating 2 panels, which is why we selected grounding and bonding and relocating a couple fire alarm devices. Service stays the same. >BP: Interior alterations to provide first tenant improvement for a new/future office tenant on the 2nd floor (#210) of this existing commercial building on the site. Scope of work: Construct partition walls to create multiple rooms, new swing doors to enclose some rooms, new millwork, storage closet added. Electrical, plumbing and sprinkler work to suit. Letters of Assurance submitted: Schedule A and Architectural Schedule B - M Del Castillo, Architect, AIBC - 604.562.4617 Electrical Schedule B by K Chen, P.Eng., 604.294.8414 Plumbing/Mechanical Schedule B by G.A. Perez, P.Eng., 604.687.1821 OK for Field Review per Kim V - Apr 5/22 Building Sprinklered – Separate sprinkler permit required for proposed sprinkler work. Energy upgrade exempt for 1st TI (tenant improvement) Energy checklist is currently no longer required with your Building Permit (BP) application. Some supporting documents are still required at BP stage, specifically Envelope and HVAC, if applicable. Service Water Heating and Lighting supporting documents, if applicable, must be submitted with your related trades permits (e.g. electrical and plumbing). All energy upgrades will be checked during inspections stage. It is the applicant’s responsibility to identify and note all required upgrades including energy upgrades on their BP drawings at BP stage. | High Point Electric Ltd
EP-2022-06393 | 2022-08-04 | 601 W HASTINGS STREET, Vancouver, BC V6B 1M8 | Electrical Permit | Commercial | Tenant Improvement | Completed | Installation / Repair - Commercial - Tenant Improvement- Suite 300 - Office reno - installing new lighting in the space and power for future desks for an office renovation. Relocating 2 panels, which is why we selected grounding and bonding and relocating a couple fire alarm devices. Service stays the same. >BP: Interior alterations for first tenant improvement of this office shell on the 3rd floor (#300) in this existing commercial building on the site. Scope of work: Complete tenant fit-out from this shell space to new office. Construct partition walls to create multiple rooms, new doors, new millwork, electrical, plumbing and sprinkler work. Letters of Assurance submitted: Schedule A and Architectural Schedule B - M Del Castillo, Architect, AIBC - 604.562.4617 Electrical Schedule B by K Chen, P.Eng., 604.294.8414 Pluming/Mechanical Schedule B by G.A. Perez, P.Eng., 604.687.1821 OK for Field Review per Kim V - Apr 5/22 Building Sprinklered – Separate sprinkler permit required for proposed sprinkler work. Energy upgrade exempt for 1st TI (tenant improvement) Energy checklist is currently no longer required with your Building Permit (BP) application. Some supporting documents are still required at BP stage, specifically Envelope and HVAC, if applicable. Service Water Heating and Lighting supporting documents, if applicable, must be submitted with your related trades permits (e.g. electrical and plumbing). All energy upgrades will be checked during inspections stage. It is the applicant’s responsibility to identify and note all required upgrades including energy upgrades on their BP drawings at BP stage. | High Point Electric Ltd
SP-2022-01052 | 2022-10-05 | 601 W HASTINGS STREET, Vancouver, BC V6B 1M8 | Sprinkler Permit | Commercial | Tenant Improvement | Completed | Commercial - #1700 - 17th floor (full floor tenant) Sprinkler alterations for a first tenant improvement to this office shell for a new full floor office tenant on the 17th floor (#1700) in this existing commercial building on the site. TENANT: Premier Marine Insurance Managers Group West Inc OK For Field Review per K. Vogt - Apr 20/22 | Viking Fire Protection Inc
EP-2022-05317 | 2022-06-22 | 601 W HASTINGS STREET, Vancouver, BC V6B 1M8 | Electrical Permit | Commercial | Addition | Completed | Installation / Repair - Commercial - Supply and install 110 Cat6a cable drops from IDF room to data locations and 15 Cat6 AV drops from Huddle rooms to IDF with sound masking in 23rd floor. >BP: First tenant improvement of this office shell on the 23rd floor (#2300) in this existing mixed use building. Scope of work per VBBL 2019:Complete tenant fit out from shell space to new office TENANT: Canada Workday ULC Letters of Assurance submitted by: Schedule A and Architectural Schedule B, James Emery, Architect, 604.736.5581 Mechanical and Plumbing Schedule B, Christopher Liu, P.Eng., 604.294.8414 Electrical Schedule B, Jeff Chen, P.Eng., 604.294.8414 OK for Field Review per Kim V - Dec 16/21 Energy upgrade exempt for 1st TI (tenant improvement) Energy checklist is currently no longer required with your Building Permit (BP) application. Some supporting documents are still required at BP stage, specifically Envelope and HVAC, if applicable. Service Water Heating and Lighting supporting documents, if applicable, must be submitted with your related trades permits (e.g. electrical and plumbing). All energy upgrades will be checked during inspections stage. It is the applicant's responsibility to identify and note all required upgrades including energy upgrades on their BP drawings at BP stage. | Activo Inc
EP-2022-05094 | 2022-06-15 | 601 W HASTINGS STREET, Vancouver, BC V6B 1M8 | Electrical Permit | Commercial | Renovation | Completed | Installation / Repair - Commercial - Extra Low Voltage HVAC | Control Solutions Ltd
PP-2022-02325 | 2022-07-06 | 601 W HASTINGS STREET, Vancouver, BC V6B 1M8 | Plumbing Permit | Commercial | Tenant Improvement | Completed | Commercial - • Install owner supplied (5) FC Units & associated piping • Supply & install tenant supplied (2) FC Units & associated piping • Supply & install (4) exhaust fans • Supply & install sheet metal distribution • Air balancing • Supply & install plumbing & plumbing fixtures, as per drawings • Supply & install HWT & leak detection • Supply & install controls • Seismic schedule >BP: #1700 - 17th floor (full floor tenant) Interior alterations for a first tenant improvement to this office shell for a new full floor office tenant on the 17th floor (#1700) in this existing commercial building on the site. Scope of work: complete tenant fit out including new partition walls, doors, lighting, floors, finishes, staff kitchen, electrical, plumbing and sprinkler. TENANT: Premier Marine Insurance Managers Group West Inc | SOMATIC HVAC SOLUTIONS LTD
EP-2022-05695 | 2022-07-11 | 601 W HASTINGS STREET, Vancouver, BC V6B 1M8 | Electrical Permit | Commercial | Tenant Improvement | Completed | Installation / Repair - Commercial - Tennant Improvement - Fire Alarm Scope only. Add new horn/strobes, reverify existing devices #210 - 2nd Floor Interior alterations to provide first tenant improvement for a new/future office tenant on the 2nd floor (#210) of this existing commercial building on the site. Scope of work: Construct partition walls to create multiple rooms, new swing doors to enclose some rooms, new millwork, storage closet added. Electrical, plumbing and sprinkler work to suit. | Protec Installations Group
EP-2022-05696 | 2022-07-06 | 601 W HASTINGS STREET, Vancouver, BC V6B 1M8 | Electrical Permit | Commercial | Tenant Improvement | Completed | Installation / Repair - Commercial - Tenant Improvement - Fire Alarm Scope Only New horn/strobes and reverification of old devices BP: #300 - 3rd Floor Interior alterations for first tenant improvement of this office shell on the 3rd floor (#300) in this existing commercial building on the site. Scope of work: Complete tenant fit-out from this shell space to new office. Construct partition walls to create multiple rooms, new doors, new millwork, electrical, plumbing and sprinkler work. | Protec Installations Group
PP-2023-01805 | 2023-05-24 | 601 W HASTINGS STREET, Vancouver, BC V6B 1M8 | Plumbing Permit | Commercial | Tenant Improvement | Completed | Commercial - 1 kitchen sink 1 hot water tank >BP: Interior alterations for first tenant improvement of this office shell on the 6th floor (#600) in this existing commercial building on the site. Scope of work: Complete tenant fit-out from this shell space to new office. Construct partition walls to create multiple rooms, new doors, new millwork, electrical, plumbing and sprinkler work. | DELCO MECHANICAL SYSTEMS LTD
PP-2023-01806 | 2023-05-24 | 601 W HASTINGS STREET, Vancouver, BC V6B 1M8 | Plumbing Permit | Commercial | Tenant Improvement | Completed | Commercial - 1 kitchen sink 1 hot water tank >BP: Interior alterations for first tenant improvement of this office shell on the 5th floor (#500) in this existing commercial building on the site. Scope of work: Complete tenant fit-out from this shell space to new office. Construct partition walls to create multiple rooms, new glazed sliding doors, new millwork, electrical, plumbing and sprinkler work. | DELCO MECHANICAL SYSTEMS LTD
EP-2023-04066 | 2023-05-09 | 601 W HASTINGS STREET, Vancouver, BC V6B 1M8 | Electrical Permit | Commercial | Tenant Improvement | Completed | Installation / Repair - Commercial - Landlord tenant improvement, Branch circuits, lighting circuits, EXIT signs, EM circuits, data wiring. >BP: Interior alterations for first tenant improvement of this office shell on the 5th floor (#500) in this existing commercial building on the site. Scope of work: Complete tenant fit-out from this shell space to new office. Construct partition walls to create multiple rooms, new glazed sliding doors, new millwork, electrical, plumbing and sprinkler work. REVISION #1: Change Layout of Rooms L5-8 and L5-9 (NW Corner). May 2, 2023 mlh Letters of Assurance submitted: Schedule A and Architectural Schedule B - M Del Castillo, Architect, AIBC - 604.562.4617 Electrical Schedule B by K Chen, P.Eng., 604.294.8414 Pluming/Mechanical Schedule B by G.A. Perez, P.Eng., 604.687.1821 OK for Field Review per Kim V - Apr 5/22 Building Sprinklered – Separate sprinkler permit required for proposed sprinkler work. Energy upgrade exempt for 1st TI (tenant improvement) | ATOMIC ELECTRICAL SOLUTIONS LTD.
EP-2023-04067 | 2023-05-09 | 601 W HASTINGS STREET, Vancouver, BC V6B 1M8 | Electrical Permit | Commercial | Tenant Improvement | Completed | Installation / Repair - Commercial - Landlord tenant improvement work, branch ccts, lighting ccts, EXIT signs, EM lighting, data wiring. >BP: Interior alterations for first tenant improvement of this office shell on the 6th floor (#600) in this existing commercial building on the site. Scope of work: Complete tenant fit-out from this shell space to new office. Construct partition walls to create multiple rooms, new doors, new millwork, electrical, plumbing and sprinkler work. Letters of Assurance submitted: Schedule A and Architectural Schedule B - M Del Castillo, Architect, AIBC - 604.562.4617 Electrical Schedule B by K Chen, P.Eng., 604.294.8414 Plumbing/Mechanical Schedule B by G.A. Perez, P.Eng., 604.687.1821 Building Sprinklered – Separate sprinkler permit required for proposed sprinkler work. Energy upgrade exempt for 1st TI (tenant improvement) | ATOMIC ELECTRICAL SOLUTIONS LTD.
EP-2023-03580 | 2023-06-14 | 601 W HASTINGS STREET, Vancouver, BC V6B 1M8 | Electrical Permit | Commercial | Tenant Improvement | Completed | Installation / Repair - Commercial - Installation of 6 access control doors and 5 CCTV cameras. Conduit, cable tray and free air. No mag locks, strikes only. | Convergint Technologies Ltd
EP-2023-01108 | 2023-02-09 | 601 W HASTINGS STREET, Vancouver, BC V6B 1M8 | Electrical Permit | Commercial | Tenant Improvement | Completed | Installation / Repair - Commercial - Panduit Cat6 Ft6 Cable for 4th floor offices >BP: Interior alterations for first tenant improvement of this office shell on the 4th floor (#400) in this existing commercial building on the site. Scope of work: Complete tenant fit-out from this shell space to new office. Construct partition walls to create multiple rooms, new glazed sliding doors, new millwork, electrical, plumbing and sprinkler work. Letters of Assurance submitted: Schedule A and Architectural Schedule B - M Del Castillo, AIBC - 604.562.4617 Electrical Schedule B by K Chen, P.Eng., 604.294.8414 Pluming/Mechanical Schedule B by G.A. Perez, P.Eng., 604.687.1821 OK for Field Review per Kim V - Apr 5/22 Building Sprinklered – Separate sprinkler permit required for proposed sprinkler work. Energy upgrade exempt for 1st TI (tenant improvement) | Combined Systems Inc
EP-2023-01032 | 2023-02-08 | 601 W HASTINGS STREET, Vancouver, BC V6B 1M8 | Electrical Permit | Commercial | Renovation | Completed | Installation / Repair - Commercial - Install additional data lines to 15th floor, connect existing power to new workstations. -modular workstations to connect to the electrical and data left for future install from previous electrical permit from 2022 . We are the only sub trade doing an install. | ATOMIC ELECTRICAL SOLUTIONS LTD.
EP-2023-01338 | 2023-02-16 | 602 W HASTINGS STREET, Vancouver, BC V6B 1P2 | Electrical Permit | Commercial | Tenant Improvement | Completed | Installation / Repair - Commercial - Supply and install a few extra receptacles and data drops, clean up ceiling space >BP: Interior alterations to provide improvements for an existing vacant office space on the 4th floor (#408) of this existing commercial building. Scope of work: landlord improvement to use as a display suite. Construct new walls for a meeting room, door, glass, one TV plug, electrical and sprinkler work. OK for office TI Building Sprinklered - Separate sprinkler permit required for proposed sprinkler work. Energy checklist is currently no longer required with your Building Permit (BP) application. Some supporting documents are still required at BP stage, specifically Envelope and HVAC, if applicable. Service Water Heating and Lighting supporting documents, if applicable, must be submitted with your related trades permits (e.g. electrical and plumbing). | ALM Electric Inc
SP-2023-00325 | 2023-03-22 | 602 W HASTINGS STREET, Vancouver, BC V6B 1P2 | Sprinkler Permit | Commercial | Tenant Improvement | Completed | Commercial - UNIT #408 - 4TH FLOOR - Relocate and Replace with New Sprinkler **BP-2023-00551: In Review >BP: #408 - 4th floor Interior alterations to provide improvements for an existing vacant office space on the 4th floor (#408) of this existing commercial building. Scope of work: landlord improvement to use as a display suite. Construct new walls for a meeting room, door, glass, one TV plug, electrical and sprinkler work. OK for office TI *****This application does not include any of the following: 1. Not more than 20 sprinklers (add, relocate, or remove), 2. hydraulic calculations, 3. change in occupancy and /or hazard classification, 4. warehouse storage arrangements, 5. mobile compact storage arrangements, 6. alternative solutions, 7. changes to the sprinkler system supply piping (e.g. valves, mains, cross-mains, branch-lines, etc.), or 8. flexible sprinkler pipe. | Viking Fire Protection Inc
EP-2022-07567 | 2022-10-06 | 602 W HASTINGS STREET, Vancouver, BC V6B 1P2 | Electrical Permit | Commercial | Addition | Completed | Installation / Repair - Commercial - installation of wireless security alarm system Unit # 600 | Telus Custom Security Systems Inc
EP-2022-02430 | 2022-03-25 | 602 W HASTINGS STREET, Vancouver, BC V6B 1P2 | Electrical Permit | Commercial | Renovation | Completed | Installation / Repair - Commercial - INSTALLATION OF WIRELESS ALARM SYSTEM | Telus Custom Security Systems Inc
SP-2022-00855 | 2022-05-30 | 602 W HASTINGS STREET, Vancouver, BC V6B 1P2 | Sprinkler Permit | Commercial | Tenant Improvement | Completed | Commercial - Add one sprinkler head into new office space created by tenant #200 Interior alterations to provide improvements to this unit (200) in this existing commercial building on this site. Scope of work: Relocate interior walls. Finishing throughout *****This application does not include any of the following: 1. Not more than 20 sprinklers (add, relocate, or remove), 2. hydraulic calculations, 3. change in occupancy and /or hazard classification, 4. warehouse storage arrangements, 5. mobile compact storage arrangements, 6. alternative solutions, 7. changes to the sprinkler system supply piping (e.g. valves, mains, cross-mains, branch-lines, etc.), or 8. flexible sprinkler pipe. | BLACK TUSK FIRE & SECURITY
NULL | NULL | 602 W HASTINGS STREET, Vancouver, BC V6B 1P2 | Sprinkler Permit | Commercial | Tenant Improvement | Withdrawn | Commercial - One head will added into the a new room created in the office space. A 2.5 inch sprinkler main runs in the main hallways. a one inch branch line will be taken off of that to had one brass upright sprinkler head. | NULL
EP-2024-00002 | 2024-01-15 | 609 W HASTINGS STREET, Vancouver, BC V6B 4W4 | Electrical Permit | Commercial | Addition | Issued | Installation / Repair - Commercial - -they did the wiring without the permit and unlicensed electrician and now the owner request us to continue the rest of their project our understanding , they run the couple circuit and now we need to inspect them to be safe -"regarding the structural work and BP ,he said they didn't require the BP !!! and they just did the tiles and painting , i dont have any idea what they did before but he said they replaced part of lights and add couple plugs" CF-2023-006233 | Ryan ST Electrical Group Ltd
PP-2022-01657 | 2022-05-16 | 688 W HASTINGS STREET, Vancouver, BC V6B 1P1 | Plumbing Permit | Commercial | Addition | Completed | Commercial - Adding a water meter to the cooling tower water supply after the Backflow preventer OP-2020-00821 | Kourosh Izadi
PP-2022-01748 | NULL | 688 W HASTINGS STREET, Vancouver, BC V6B 1P1 | Plumbing Permit | Commercial | Tenant Improvement | Cancelled | Commercial - Drinking fountain installed. >BP: Interior alterations: Interior alterations to provide tenant improvements to an existing School at unit 200 on the 2nd floor of this existing municipally designated heritage A building on this site. | Status Mechanical Ltd
EP-2022-04286 | 2022-07-20 | 688 W HASTINGS STREET, Vancouver, BC V6B 1P1 | Electrical Permit | Commercial | Tenant Improvement | Completed | Installation / Repair - Commercial - Tenant improvement for existing language school, branch ccts, data cabling, lighting, fished in ccts >BP: Interior alterations: Interior alterations to provide tenant improvements to an existing School at unit 200 on the 2nd floor of this existing municipally designated heritage A building on this site. | ATOMIC ELECTRICAL SOLUTIONS LTD.
EP-2022-02095 | 2022-05-13 | 688 W HASTINGS STREET, Vancouver, BC V6B 1P1 | Electrical Permit | Commercial | Tenant Improvement | Completed | Installation / Repair - Commercial - The scope is elevator modernization for the three(3) elevators. The scope of the fire alarm modifications related to this upgrade has been designed per City of Vancouver BULLETIN 2018-004-BU/EL. Three (3) relay contacts in machine room for signals to the elevator controller. Supply/install #18 awg addressable loop from facp to elevator pit, each elevator lobby, top of shaft, each floor and machine room as needed for addressable devices Supply/install new fire alarm initiating devices: nine (9) new addressable smoke detectors, (20) existing non-addressable smoke detectors with new addressable devices. Replace ten (10) existing non-addressable heat detectors with new addressable devices. Replace forty-three (43) existing non-addressable pull stations with new addressable devices. Programming and verification of fire alarm system per CAN/ULC-S537. >BP: Interior alterations only to provide elevator modernization to three (3) elevators, in this existing Municipally Designated Heritage 'A' commercial building on this site Main Recall level – Ground Floor; Alternate Recall level L2 Letters of Assurance submitted by: Schedule B, Architectural and Electrical, Brennan Town, P.Eng. (604.283.1924) Building Review Branch Notes: 1. EP-2022-02095 2. This permit has been reviewed under the requirements of the VBBL #12511 (2019) | Sasco Contractors Ltd
EP-2023-08807 | 2023-10-10 | 688 W HASTINGS STREET, Vancouver, BC V6B 1P1 | Electrical Permit | Commercial | Tenant Improvement | Completed | Installation / Repair - Commercial - Installation of Cat 6, RG6 and 18x2 FT6 Cable. >BP: #690 - 6th floor Interior alterations to provide improvements for an existing office tenant on the 6th floor (#690) of this existing Municipally Designated Heritage 'A' commercial building. Scope of work: removal of partition walls to reconfigure layout. New kitchen with under counter fridge, dishwasher, and sink. New millwork. t-bar ceiling tiles only. Electrical, plumbing to suit. | LE TEXIER SYSTEMS INC. DBA LTS PRO SOUND & LIGHTING
PP-2023-03411 | 2023-09-26 | 688 W HASTINGS STREET, Vancouver, BC V6B 1P1 | Plumbing Permit | Commercial | Tenant Improvement | Completed | Commercial - Relocate existing sink to other side of tenant space. Water line serving insta hot and fridge. Install owner supplied dishwasher. >BP: #690 - 6th floor Interior alterations to provide improvements for an existing office tenant on the 6th floor (#690) of this existing Municipally Designated Heritage 'A' commercial building. Scope of work: removal of partition walls to reconfigure layout. New kitchen with under counter fridge, dishwasher, and sink. New millwork. t-bar ceiling tiles only. Electrical, plumbing to suit. | Status Mechanical Ltd
SP-2023-01759 | 2023-09-25 | 688 W HASTINGS STREET, Vancouver, BC V6B 1P1 | Sprinkler Permit | Commercial | Tenant Improvement | Completed | Commercial - Rework office in unit 690 to staff lounge relocation of sprinkler heads >BP: #690 - 6th floor Interior alterations to provide improvements for an existing office tenant on the 6th floor (#690) of this existing Municipally Designated Heritage 'A' commercial building. Scope of work: removal of partition walls to reconfigure layout. New kitchen with under counter fridge, dishwasher, and sink. New millwork. t-bar ceiling tiles only. Electrical, plumbing to suit. *****This application does not include any of the following: 1. Not more than 20 sprinklers (add, relocate, or remove), 2. hydraulic calculations, 3. change in occupancy and /or hazard classification, 4. warehouse storage arrangements, 5. mobile compact storage arrangements, 6. alternative solutions, 7. changes to the sprinkler system supply piping (e.g. valves, mains, cross-mains, branch-lines, etc.), or 8. flexible sprinkler pipe. | 1ST SHOT FIRE PROTECTION LTD
EP-2023-07519 | 2023-08-17 | 688 W HASTINGS STREET, Vancouver, BC V6B 1P1 | Electrical Permit | Commercial | Tenant Improvement | Completed | Installation / Repair - Commercial - Install Data lines and install receptacle. | Marcel Electric Inc
EP-2023-07575 | 2023-08-18 | 688 W HASTINGS STREET, Vancouver, BC V6B 1P1 | Electrical Permit | Commercial | Tenant Improvement | Completed | Installation / Repair - Commercial - -Lighting upgrade(ashrae compliance) -Addition of receptacles -Accent lightning >Permit Amendment Dec 06, 2023 -"Dropping fire alarm speakers into new ceiling tiles" >BP: Interior alterations to provide improvements for an existing office tenant on the 6th floor (#690) of this existing Municipally Designated Heritage 'A' commercial building. Scope of work: removal of partition walls to reconfigure layout. New kitchen with under counter fridge, dishwasher, and sink. New millwork. t-bar ceiling tiles only. Electrical, plumbing to suit. *District Building Inspector to determine if a Special Sprinkler Permit is required. Energy checklist is currently no longer required with your Building Permit (BP) application. Some supporting documents are still required at BP stage, specifically Envelope and HVAC, if applicable. Service Water Heating and Lighting supporting documents, if applicable, must be submitted with your related trades permits (e.g. electrical and plumbing). | Fortress Electric Ltd
EP-2022-06345 | 2022-07-27 | 688 W HASTINGS STREET, Vancouver, BC V6B 1P1 | Electrical Permit | Commercial | Addition | Completed | Installation / Repair - Commercial - Security System Installation: Installation of Neo system . COMPLETE SECURITY ALARM SYSTEM Interior alterations: Interior alterations to provide tenant improvements to the existing School at unit 200 on the 2nd floor of this existing municipally designated heritage A building on this site. | Price's Alarm Systems Ltd.
PP-2022-02556 | 2022-07-21 | 688 W HASTINGS STREET, Vancouver, BC V6B 1P1 | Plumbing Permit | Commercial | Tenant Improvement | Completed | Commercial - Drinking fountain installed. >BP: Interior alterations: Interior alterations to provide tenant improvements to an existing School at unit 200 on the 2nd floor of this existing municipally designated heritage A building on this site. | Status Mechanical Ltd
EP-2022-09887 | 2022-12-07 | 688 W HASTINGS STREET, Vancouver, BC V6B 1P1 | Electrical Permit | Commercial | Tenant Improvement | Completed | Installation / Repair - Commercial - -replace 110x- 2x2 light fixtures and rewire to current code. wwop per Ron MacNeil #900 Interior alterations to combine office units #900 & #910 retaining #900 to provide improvements for a new office tenant on the 9th floor of this commercial building on this site. OK to process as DTI as per W. Wong May 6, 2022 E2 - Lighting - Upgrade to incorporate Automatic Partial OFF (per 9.4.1.1.(g) of ASHRAE 90.1-2016) | Arcwest Electric Ltd
SP-2022-01672 | 2022-10-13 | 688 W HASTINGS STREET, Vancouver, BC V6B 1P1 | Sprinkler Permit | Commercial | Tenant Improvement | Completed | Commercial - Relocating 3 sprinkler heads adding 1 new to class room 7 and 8 and corridor in front of classroom >BP: Interior alterations: Interior alterations to provide tenant improvements to the existing School at unit 200 on the 2nd floor of this existing municipally designated heritage A building on this site. Sprinkler Commitment Letters on file. *****This application does not include any of the following: 1. Not more than 20 sprinklers (add, relocate, or remove), 2. hydraulic calculations, 3. change in occupancy and /or hazard classification, 4. warehouse storage arrangements, 5. mobile compact storage arrangements, 6. alternative solutions, 7. changes to the sprinkler system supply piping (e.g. valves, mains, cross-mains, branch-lines, etc.), or 8. flexible sprinkler pipe. | 1ST SHOT FIRE PROTECTION LTD
EP-2023-00151 | 2023-01-11 | 688 W HASTINGS STREET, Vancouver, BC V6B 1P1 | Electrical Permit | Commercial | Renovation | Completed | Installation / Repair - Commercial - replace existing 2x4 TBAR lights with new LED lights 2x4 | ATOMIC ELECTRICAL SOLUTIONS LTD.
EP-2023-00152 | 2023-01-11 | 688 W HASTINGS STREET, Vancouver, BC V6B 1P1 | Electrical Permit | Commercial | Renovation | Completed | Installation / Repair - Commercial - Install existing fire alarm speakers into TBAR tile - two on 9th floor and one on 5th floor, also verification | ATOMIC ELECTRICAL SOLUTIONS LTD.
PP-2022-04514 | 2022-12-19 | 688 W HASTINGS STREET, Vancouver, BC V6B 1P1 | Plumbing Permit | Commercial | Tenant Improvement | Completed | Commercial - Add one (1) sink. Jan 9/23 AMEND -Suite is shown as #508. Please amend to show Suite #580. -I mistakenly added the associated BP# 2020-02180, when it should not have been. That BP is for remodelling existing bathrooms on multiple floors. There is no BP for the space we are working in as they are only adding a cabinet for a staff sink. Jan 9/23 AMEND Change unit number from 508 to 580 | Status Mechanical Ltd
PP-2022-04513 | 2022-12-19 | 688 W HASTINGS STREET, Vancouver, BC V6B 1P1 | Plumbing Permit | Commercial | Tenant Improvement | Completed | Commercial - Add two (2) floor drains in washrooms. >BP: 4th floor - Common Washrooms ** (now 4th, 5th, 6th, 7th, 8th 9th and Level B washrooms as per Revision #1) Interior alterations to the 4th floor to provide improvements to the existing washrooms only on this site. Scope of work: remove and replace existing finish and fixtures and install new light fixtures. REVISION #1: changes to the 4th floor washrooms, additional changes to the 5th, 6th, 7th, 8th, 9th, and basement floor washrooms Jan 9/23 - AMEND To add floor drains to the 4th, 5th, 6th and 7th floors as well. Two drains per floor- total of 8 floor drains. | Status Mechanical Ltd
EP-2023-00299 | 2023-01-16 | 688 W HASTINGS STREET, Vancouver, BC V6B 1P1 | Electrical Permit | Commercial | Renovation | Issued | Installation / Repair - Commercial - common area washrooms lighting upgrades >BP: 4th floor - Common Washrooms ** (now 4th, 5th, 6th, 7th, 8th 9th and Level B washrooms as per Revision #1) Interior alterations to the 4th floor to provide improvements to the existing washrooms only on this site. Scope of work: remove and replace existing finish and fixtures and install new light fixtures. REVISION #1: changes to the 4th floor washrooms, additional changes to the 5th, 6th, 7th, 8th, 9th, and basement floor washrooms and increase in project value from $13,000.00 to $113,000.00 Aug 30, 2021 | ATOMIC ELECTRICAL SOLUTIONS LTD.
EP-2023-05117 | 2023-06-29 | 688 W HASTINGS STREET, Vancouver, BC V6B 1P1 | Electrical Permit | Commercial | Tenant Improvement | Completed | Installation / Repair - Commercial - -Energy upgrade: E2 - lighting - Upgrade to incorporate automatic partial OFF (per 9.4.1.1 (g) of ASHRAE 90.1-2018 -Changing old red exit signs to running man -Dropping Fire alarm speakers into new ceiling tiles Site visit on June 30, all work for this permit has been completed when permit had not been issued. WWOP fees have been charged. >BP: Basement, 1st, 4th, 5th, 6th, and 7th Floors - Lobby and Common Corridors Interior alterations to the basement lobby, ground floor lobby and 4th, 5th, 6th and 7 floor lobbies and common corridors to remove the existing stone and install new stone to existing wall finishes and electrical work. OK for TI; S. Dugaro Structural Schedule B provided by Ke Jian, Ma P. Eng., ph: 604-599-8890 Energy checklist is currently no longer required with your Building Permit (BP) application. Some supporting documents are still required at BP stage, specifically Envelope and HVAC, if applicable. Service Water Heating and Lighting supporting documents, if applicable, must be submitted with your related trades permits (e.g. electrical and plumbing). | Fortress Electric Ltd
PP-2023-01933 | 2023-06-02 | 688 W HASTINGS STREET, Vancouver, BC V6B 1P1 | Plumbing Permit | Commercial | Tenant Improvement | Completed | Commercial - Move existing staff sink rough in to other side of office space. Appx. 30' New rough in for staff sink (NOT relocating existing) **No Building alterations or Building work otherwise a BP will be required | Status Mechanical Ltd
PP-2023-01826 | 2023-05-26 | 88 W PENDER STREET, Vancouver, BC V6B 6N9 | Plumbing Permit | Commercial | Addition | Completed | Commercial - #1029 install one hand sink -No structural work will be performed. Change location of the hand sink to the other side of the existing internal wall ***NOTE: Any structural work may require a building permit | PM Plumbing and Heating Ltd
PP-2022-02285 | 2022-07-11 | 88 W PENDER STREET, Vancouver, BC V6B 6N9 | Plumbing Permit | Commercial | Renovation | Completed | Commercial - No Interior alterations proposed. Plumbing permit is required by CoV to cap off plumbing fixtures. (kitchen sink removed by existing tenant). | Straight Up Mechanical Ltd
EP-2023-07670 | 2023-08-23 | 88 W PENDER STREET, Vancouver, BC V6B 6N9 | Electrical Permit | Commercial | Addition | Completed | Installation / Repair - Commercial - Install 1 New Emergency combo lights. >BP: #2127 Interior alterations for a new Retail tenant at this existing Retail unit #2127 on the second floor of this commercial building on this site. | Atlantic Electric Ltd
PP-2023-04206 | 2023-12-06 | 88 W PENDER STREET, Vancouver, BC V6B 6N9 | Plumbing Permit | Commercial | Addition | Issued | Commercial - SUITE #2101 - hair salon plumbing >BP: #2101 Interior alterations to provide improvements and to change the use from Retail (E) to Beauty Salon (D) on the second floor of this commercial building on this site. Scope of work includes new walls, lighting, plumbing, electrical etc. | Monolith Mechanical Services Inc
NULL | NULL | 88 W PENDER STREET, Vancouver, BC V6B 6N9 | Plumbing Permit | Commercial | Renovation | Draft | Commercial - hair salon plumbing | Monolith Mechanical Services Inc
EP-2023-10747 | 2023-12-12 | 88 W PENDER STREET, Vancouver, BC V6B 6N9 | Electrical Permit | Commercial | Renovation | Issued | Installation / Repair - Commercial - Beauty salon renovation, installing new wiring for the receptacles, installing lights and finishing. >BP: Interior alterations to provide improvements and to change the use from Retail (E) to Beauty Salon (D) on the second floor of this commercial building on this site. Scope of work includes new walls, lighting, plumbing, electrical etc. Schedule B - Arch - Navid Fereidooni, AIBC, 604-866-5555 Schedule B - Electrical - Ziyu Fan - 604-370-3361 Schedule A/ B - Plumbing - Laurent Shiu - 778-708-2491 Ok for Field Review as per Kirat Kang - Sept. 13, 2023 | Hind Electric Ltd
SP-2023-02224 | 2023-12-12 | 88 W PENDER STREET, Vancouver, BC V6B 6N9 | Sprinkler Permit | Commercial | Tenant Improvement | Issued | Commercial - SUITE #2101 - The relocation/ addition of 13 sprinkler heads and the deletion of 10 sprinkler heads to make the new floor layout comply with the NFPA 13 standard >BP: #2101 Interior alterations to provide improvements and to change the use from Retail (E) to Beauty Salon (D) on the second floor of this commercial building on this site. Scope of work includes new walls, lighting, plumbing, electrical etc. *****This application does not include any of the following: 1. Not more than 20 sprinklers (add, relocate, or remove), 2. hydraulic calculations, 3. change in occupancy and /or hazard classification, 4. warehouse storage arrangements, 5. mobile compact storage arrangements, 6. alternative solutions, 7. changes to the sprinkler system supply piping (e.g. valves, mains, cross-mains, branch-lines, etc.), or 8. flexible sprinkler pipe. | Vantec Fire Safety Ltd
EP-2022-00207 | 2022-02-17 | 88 W PENDER STREET, Vancouver, BC V6B 6N9 | Electrical Permit | Commercial | Renovation | Completed | Installation / Repair - Commercial - Relocate Receptacles and Lights. -There is no lighting being added only removed and relocated. Nothing added Service will not be affected at all. Adding a couple branch circuits for receptacles. >BP: Unit 1067 and 1071 - Floor 1 Interior alterations to combine units 1067 and 1071 (retain unit 1067)and to change the use for this existing retail tenant in this existing commercial building on this site. Including the letter of operation, submitted by Andrea Robertson dated November 26, 2021 to change the use from Retail to Retail with ancillary playspace (similar to Arcade) for an unlimited period of time. Interior alterations to combine units 1067 and 1071 by constructing a door through the demising wall. Scope of work: Construct interior door in demising wall. Construct interior walls to make a storage room. Minor electrical work. Replace one set of doors to function as exit only. OK for field review as per Rosa Astorino - November 29, 2021 | Torr Electric
EP-2022-00779 | 2022-02-02 | 925 W GEORGIA STREET, Vancouver, BC V6C 3L2 | Electrical Permit | Commercial | NULL | Expired | Annual / Operating - Misc electrical work throughout Renewal of EP-2021-00910 Valid: Feb 25/2022 til Feb 24/2023 | Mott Electric General Partnership
EP-2022-01896 | 2022-03-09 | 925 W GEORGIA STREET, Vancouver, BC V6C 3L2 | Electrical Permit | Commercial | Tenant Improvement | Completed | Installation / Repair - Commercial - Minor office renovation items, including: - basic lighting movement - branch circuitry/outlets - data line installations >BP: Unit 1918 - 19th Floor Interior alterations to expand this existing office (Unit 1918) into a portion of the adjacent empty space (Unit 1925) in this existing mixed use building. Scope of work to include: construct new demising/partition walls to accomodate new layout, new doors/glazing, t-bar/ceiling work, finishes, electrical/lighting, hvac and sprinkler work. Building Sprinklered - Sprinkler permit required for proposed sprinkler work. The services of a Structural Engineer may be required, based upon site inspection by the District Building Inspector. Energy exemption: BOMA BEST Ok for field review per K.Vogt | Bourne Electric Ltd
SP-2022-00311 | 2022-03-09 | 925 W GEORGIA STREET, Vancouver, BC V6C 3L2 | Sprinkler Permit | Commercial | Tenant Improvement | Completed | Commercial - ADD AND RELOCATE 6 SPRINKLER HEADS Unit 1918 - 19th Floor Interior alterations to expand this existing office (Unit 1918) into a portion of the adjacent empty space (Unit 1925) in this existing mixed use building. Scope of work to include: construct new demising/partition walls to accomodate new layout, new doors/glazing, t-bar/ceiling work, finishes, electrical/lighting, hvac and sprinkler work. Building Sprinklered - Sprinkler permit required for proposed sprinkler work. *****This application does not include any of the following: 1. Not more than 20 sprinklers (add, relocate, or remove), 2. hydraulic calculations, 3. change in occupancy and /or hazard classification, 4. warehouse storage arrangements, 5. mobile compact storage arrangements, 6. alternative solutions, 7. changes to the sprinkler system supply piping (e.g. valves, mains, cross-mains, branch-lines, etc.), or 8. flexible sprinkler pipe. | Priority Fire Systems Ltd
EP-2022-01835 | 2022-03-08 | 925 W GEORGIA STREET, Vancouver, BC V6C 3L2 | Electrical Permit | Commercial | Tenant Improvement | Completed | Installation / Repair - Commercial - 6 enclosed offices being created in suite. Provide power and data for new offices and relocate existing lighting that interfere with new walls. >BP: Interior alterations to create six (6) office spaces in this existing office unit (1905) on the 19th floor of this existing mixed use building. Building (Cathedral Place) is required to have N3 upgrades. Commitment letter has been provided and reviewed under (BP-2021-02477) to have the majority of upgrades completed by early 2023. | Centre Electric Ltd
NULL | NULL | 925 W GEORGIA STREET, Vancouver, BC V6C 3L2 | Electrical Permit | Commercial | Tenant Improvement | Draft | Installation / Repair - Commercial - Installation of 6 new outlets, 1 new exit sign, 5 new data lines. Removal of pot lights in drywall ceiling being removed. Relocation of 6 existing base building lights. | Bourne Electric Ltd
SP-2022-00309 | 2022-03-08 | 925 W GEORGIA STREET, Vancouver, BC V6C 3L2 | Sprinkler Permit | Commercial | Tenant Improvement | Completed | Commercial - ADD AND RELOCATE 4 SPRINKLER HEADS Unit 1905 - 19th Floor Interior alterations to create six (6) office spaces in this existing office unit (1905) on the 19th floor of this existing mixed use building. *****This application does not include any of the following: 1. Not more than 20 sprinklers (add, relocate, or remove), 2. hydraulic calculations, 3. change in occupancy and /or hazard classification, 4. warehouse storage arrangements, 5. mobile compact storage arrangements, 6. alternative solutions, 7. changes to the sprinkler system supply piping (e.g. valves, mains, cross-mains, branch-lines, etc.), or 8. flexible sprinkler pipe. | Priority Fire Systems Ltd
EP-2023-10631 | 2023-12-07 | 925 W GEORGIA STREET, Vancouver, BC V6C 3L2 | Electrical Permit | Commercial | Tenant Improvement | Issued | Installation / Repair - Commercial - install 8 wall sconces and 6 recessed lights and provide power for mag locks to doors >Permit Amendment Jan 17, 2024 -Work Description + Installation Details: Amended: -"Amend the permit to include for installation of one smoke detector and fire alarm verification as well as providing 120V power to mag lock" >BP: Minor renovation Interior alterations to provide interconnecting stairs between the 14th and 13th floor (both floors are single tenant spaces having office use and major occupancy classification D) in this existing commercial building on this site for the existing tenant who also occupies floors 15th to 17th of the building. Included in the scope of the work is installation of a glazed door separating the north part of the level 13 elevator lobby from the rest of the floor area. The said door will be equipped with electromagnetic lock. Notes: 1- The permit is related to AL-2023-00071 and AL-2023-00154 2- Reviewed for compliance with VBBL 2019 | Ino-Tek Electric Ltd.
SP-2023-01465 | 2023-08-10 | 925 W GEORGIA STREET, Vancouver, BC V6C 3L2 | Sprinkler Permit | Commercial | Tenant Improvement | Completed | Commercial - SUITE #1300 - 13TH FLOOR - (FULL FLOOR) Add (11) Relocate (8) Sprinklers to new Tenant Improvement >BP: #1300 - 13th Floor (full floor) Interior alterations to provide tenant improvements for a new office tenant on the 13th floor (#1300) of this existing commercial building on site. Scope of work: Select demo of interior walls, demolish/build some offices, remove and relocate doors. Construct partition walls for new staff lounge, exercise room, new millwork and maglocks. Electrical, plumbing and sprinkler work to suit. *****This application does not include any of the following: 1. Not more than 20 sprinklers (add, relocate, or remove), 2. hydraulic calculations, 3. change in occupancy and /or hazard classification, 4. warehouse storage arrangements, 5. mobile compact storage arrangements, 6. alternative solutions, 7. changes to the sprinkler system supply piping (e.g. valves, mains, cross-mains, branch-lines, etc.), or 8. flexible sprinkler pipe. | Community Fire Prevention Ltd
SP-2023-01817 | 2023-09-29 | 925 W GEORGIA STREET, Vancouver, BC V6C 3L2 | Sprinkler Permit | Commercial | Tenant Improvement | Completed | Commercial - SUITE #510 - 5TH FLOOR - relocate and add heads to accommodate new tenant improvement >BP: #510 and #520 - 5th floor (*TI to #520) Interior alterations to demise office unit #520 into two units to be #510 and #520 and to provide tenant improvements for a new office tenant in #520 in this existing commercial building on this site. Scope of work: construct demising wall, partition walls for enclosed offices, meeting room, staff kitchen, electrical, plumbing and sprinkler work. *****This application does not include any of the following: 1. Not more than 20 sprinklers (add, relocate, or remove), 2. hydraulic calculations, 3. change in occupancy and /or hazard classification, 4. warehouse storage arrangements, 5. mobile compact storage arrangements, 6. alternative solutions, 7. changes to the sprinkler system supply piping (e.g. valves, mains, cross-mains, branch-lines, etc.), or 8. flexible sprinkler pipe. | Five Star Fire Protection Ltd
EP-2023-08158 | 2023-09-08 | 925 W GEORGIA STREET, Vancouver, BC V6C 3L2 | Electrical Permit | Commercial | Tenant Improvement | Completed | Installation / Repair - Commercial - Movement of 1 Base Building Fixture, New Running Man Exit Signs, New Outlets on Shared Circuitry, and New Occupancy Sensors installations. >BP: Interior alterations to provide tenant improvements for a new office tenant on the 9th floor (#909) in this existing commercial building on this site. Scope of work: construct new partition wall and doors to create two new small enclosed meeting rooms, electrical and sprinkler work. TENANT: InBC OK for Office TI Energy checklist is currently no longer required with your Building Permit (BP) application. Some supporting documents are still required at BP stage, specifically Envelope and HVAC, if applicable. Service Water Heating and Lighting supporting documents, if applicable, must be submitted with your related trades permits (e.g. electrical and plumbing) | Bourne Electric Ltd
EP-2023-08069 | 2023-09-07 | 925 W GEORGIA STREET, Vancouver, BC V6C 3L2 | Electrical Permit | Commercial | Renovation | Issued | Installation / Repair - Commercial - Installing access control system on 6 doors. Suite door to have maglock. >BP: Interior alterations to provide tenant improvements for a new office tenant on the 13th floor (#1300) of this existing commercial building on site. Scope of work: Select demo of interior walls, demolish/build some offices, remove and relocate doors. Construct partition walls for new staff lounge, exercise room, new millwork and maglocks. Electrical, plumbing and sprinkler work to suit. TENANT: Lawson Lundell LLP NOTE: SEPARATE PERMIT FOR INTERCONNECTING STAIRS. SEE BP-2023-00856 Schedule A & Architectural Schedule B submitted by Andrew Igel, Architect, AIBC., 778-839-4260 Building Sprinklered – Separate sprinkler permit required for proposed sprinkler work. Energy checklist is currently no longer required with your Building Permit (BP) application. Some supporting documents are still required at BP stage, specifically Envelope and HVAC, if applicable. Service Water Heating and Lighting supporting documents, if applicable, must be submitted with your related trades permits (e.g. electrical and plumbing). | Fusion Security Inc
SP-2023-01642 | 2023-09-08 | 925 W GEORGIA STREET, Vancouver, BC V6C 3L2 | Sprinkler Permit | Commercial | Tenant Improvement | Completed | Commercial - Add one sprinkler head and cap off one sprinkler head for tenant improvement. >BP: #909 - 9th floor Interior alterations to provide tenant improvements for a new office tenant on the 9th floor (#909) in this existing commercial building on this site. Scope of work: construct new partition wall and doors to create two new small enclosed meeting rooms, electrical and sprinkler work. *****This application does not include any of the following: 1. Not more than 20 sprinklers (add, relocate, or remove), 2. hydraulic calculations, 3. change in occupancy and /or hazard classification, 4. warehouse storage arrangements, 5. mobile compact storage arrangements, 6. alternative solutions, 7. changes to the sprinkler system supply piping (e.g. valves, mains, cross-mains, branch-lines, etc.), or 8. flexible sprinkler pipe. | Priority Fire Systems Ltd
EP-2023-08856 | 2023-10-03 | 925 W GEORGIA STREET, Vancouver, BC V6C 3L2 | Electrical Permit | Commercial | Tenant Improvement | Completed | Installation / Repair - Commercial - Installation of lighting, outlets, and data for renovated tenant space. >BP: #510 and #520 - 5th floor (*TI to #520) Interior alterations to demise office unit #520 into two units to be #510 and #520 and to provide tenant improvements for a new office tenant in #520 in this existing commercial building on this site. Scope of work: construct demising wall, partition walls for enclosed offices, meeting room, staff kitchen, electrical, plumbing and sprinkler work. TENANT: Robbie Fleming Lawyers OK for Office TI Energy checklist is currently no longer required with your Building Permit (BP) application. Some supporting documents are still required at BP stage, specifically Envelope and HVAC, if applicable. Service Water Heating and Lighting supporting documents, if applicable, must be submitted with your related trades permits (e.g. electrical and plumbing). | Bourne Electric Ltd
PP-2023-03492 | 2023-10-04 | 925 W GEORGIA STREET, Vancouver, BC V6C 3L2 | Plumbing Permit | Commercial | Tenant Improvement | Completed | Commercial - Supply and install sink and faucet >BP: #510 and #520 - 5th floor (*TI to #520) Interior alterations to demise office unit #520 into two units to be #510 and #520 and to provide tenant improvements for a new office tenant in #520 in this existing commercial building on this site. Scope of work: construct demising wall, partition walls for enclosed offices, meeting room, staff kitchen, electrical, plumbing and sprinkler work. | Pine Mechanical Ltd.
SP-2023-02097 | NULL | 925 W GEORGIA STREET, Vancouver, BC V6C 3L2 | Sprinkler Permit | Commercial | Tenant Improvement | In Review | Commercial - **Work involve NEW AL for sprinkler protected glazing. Full Submission and Full review required.*** Add (4) Relocate (1) >BP: Minor renovation Interior alterations to provide interconnecting stairs between the 14th and 13th floor (both floors are single tenant spaces having office use and major occupancy classification D) in this existing commercial building on this site for the existing tenant who also occupies floors 15th to 17th of the building. Included in the scope of the work is installation of a glazed door separating the north part of the level 13 elevator lobby from the rest of the floor area. The said door will be equipped with electromagnetic lock. Notes: 1- The permit is related to AL-2023-00071 and AL-2023-00154 2- Reviewed for compliance with VBBL 2019 | Community Fire Prevention Ltd
PP-2022-02781 | 2022-08-11 | 925 W GEORGIA STREET, Vancouver, BC V6C 3L2 | Plumbing Permit | Commercial | Tenant Improvement | Completed | Commercial - supply and install dwv and water pipe, plumbing fixtures and backflow preventers -sinks are for hand wash, > Interior alterations only and change of use from the existing Retail Store to provide tenant fitout for a new Health Care Office use for a Dental Office in this 2,262.5 sq.ft. tenant space at unit #125 at this existing Cathedral Place commercial building. Note: Unit #120, #125, and #130 are combined with unit #125 being retained for this new Health Care Office use for a Dental Office. Note: OK for planning and to utilize the Downtown District, Section 2 - Retail Use Continuity 1.(c) for this proposed Health Care Office use for a Dental Office as per Kevin Spaans, May 12, 2022. OK for field review as per Howie Chow, May 12, 2022. E2 - lighting - upgrade to incorporate auto FULL off (per 9.4.1.1.(h) of ASHRAE 90.1-2016 | Pine Mechanical Ltd.
SP-2022-01298 | 2022-08-15 | 925 W GEORGIA STREET, Vancouver, BC V6C 3L2 | Sprinkler Permit | Commercial | Tenant Improvement | Completed | Commercial - relocate and add heads to new ceiling >BP: #125 - Interior alterations only and change of use from the existing Retail Store to provide tenant fitout for a new Health Care Office use for a Dental Office in this 2,262.5 sq.ft. tenant space at unit #125 at this existing Cathedral Place commercial building. Note: Unit #120, #125, and #130 are combined with unit #125 being retained for this new Health Care Office use for a Dental Office. Note: OK for planning and to utilize the Downtown District, Section 2 - Retail Use Continuity 1.(c) for this proposed Health Care Office use for a Dental Office as per Kevin Spaans, May 12, 2022. >>>>*****This application does not include any of the following: 1. Not more than 20 sprinklers (add, relocate, or remove), 2. hydraulic calculations, 3. change in occupancy and /or hazard classification, 4. warehouse storage arrangements, 5. mobile compact storage arrangements, 6. alternative solutions, 7. changes to the sprinkler system supply piping (e.g. valves, mains, cross-mains, branch-lines, etc.), or 8. flexible sprinkler pipe. | Five Star Fire Protection Ltd
NULL | NULL | 925 W GEORGIA STREET, Vancouver, BC V6C 3L2 | Electrical Permit | Commercial | Renovation | Draft | Installation / Repair - Commercial - This is a health care facility, and we will be following Sec 24 of the CEC by using 12/2 iso and hospital grade receptacles – Scope of work: Lights, receptacles, data, telephone, sound system, sign connections and relocation of electrical panels | ECE Electric Ltd
EP-2022-07015 | 2022-08-24 | 925 W GEORGIA STREET, Vancouver, BC V6C 3L2 | Electrical Permit | Commercial | Renovation | Completed | Installation / Repair - Commercial - This is a health care facility, and we will be following Sec 24 of the CEC by using 12/2 iso and hospital grade receptacles – Scope of work: Lights, receptacles, data, telephone, sound system, and relocation of electrical panels >BP: #125 - Interior alterations only and change of use from the existing Retail Store to provide tenant fitout for a new Health Care Office use for a Dental Office in this 2,262.5 sq.ft. tenant space at unit #125 at this existing Cathedral Place commercial building. Note: Unit #120, #125, and #130 are combined with unit #125 being retained for this new Health Care Office use for a Dental Office. | ECE Electric Ltd
EP-2023-00304 | 2023-01-17 | 925 W GEORGIA STREET, Vancouver, BC V6C 3L2 | Electrical Permit | Commercial | Tenant Improvement | Completed | Installation / Repair - Commercial - Demo existing electrical, Install new power, lighting, switching, emergency lighting, Data cabling as per drawings. >BP: #105- Ground Floor Interior alterations to provide improvements for a new retail tenant at unit #105 on the ground floor of this commercial building on this site. OK for DTI per K Clark Energy upgrade exempt; BOMA BESt building. Note: Storefront glazing is to remain clear and unobstructed. No translucent or opaque film, artwork, shelving, display case, curtains or similar elements are to be installed on or directly outside or inside of the approved glazing. Separate permit is required for all signage. | Priority Electric LTD.
EP-2023-00318 | 2023-01-16 | 925 W GEORGIA STREET, Vancouver, BC V6C 3L2 | Electrical Permit | Commercial | Tenant Improvement | Completed | Installation / Repair - Commercial - Demo including make safe all electrical. Relocate existing lighting. Power requirements including communications rough in. Communications - Supply and Install as per drawings >BP: #1010 - 10th Floor Interior alterations to provide improvements to this existing vacant office space on the 10th floor (#1010) in this existing commercial building on site. Scope of work: remove/construct partition walls, doors, glazing, millwork, finishes, electrical, plumbing and sprinkler work. | Sasco Contractors Ltd
SP-2023-00043 | 2023-01-11 | 925 W GEORGIA STREET, Vancouver, BC V6C 3L2 | Sprinkler Permit | Commercial | Renovation - Dwelling Unit(s) only | Completed | Commercial - add heads to accommodate new walls > Interior alterations to provide improvements to this existing vacant office space on the 10th floor (#1010) in this existing commercial building on site. Scope of work: remove/construct partition walls, doors, glazing, millwork, finishes, electrical, plumbing and sprinkler work. OK for Field Review for Office TI E2 - Retrofit Path: BOMA BESt (Path 1) - No Additional Upgrades Req'd Energy checklist is currently no longer required with your Building Permit (BP) application. Some supporting documents are still required at BP stage, specifically Envelope and HVAC, if applicable. Service Water Heating and Lighting supporting documents, if applicable, must be submitted with your related trades permits (e.g. electrical and plumbing). All energy upgrades will be checked during inspections stage. It is the applicant’s responsibility to identify and note all required upgrades including energy upgrades on their BP drawings at BP stage. *****This application does not include any of the following: 1. Not more than 20 sprinklers (add, relocate, or remove), 2. hydraulic calculations, 3. change in occupancy and /or hazard classification, 4. warehouse storage arrangements, 5. mobile compact storage arrangements, 6. alternative solutions, 7. changes to the sprinkler system supply piping (e.g. valves, mains, cross-mains, branch-lines, etc.), or 8. flexible sprinkler pipe. | Five Star Fire Protection Ltd
SP-2023-00110 | 2023-01-20 | 925 W GEORGIA STREET, Vancouver, BC V6C 3L2 | Sprinkler Permit | Commercial | Tenant Improvement | Completed | Commercial - Relocate sprinkler heads for tenant improvement. >#105- Ground Floor Interior alterations to provide improvements for a new retail tenant at unit #105 on the ground floor of this commercial building on this site. OK for DTI per K Clark Energy upgrade exempt; BOMA BESt building. Note: Storefront glazing is to remain clear and unobstructed. No translucent or opaque film, artwork, shelving, display case, curtains or similar elements are to be installed on or directly outside or inside of the approved glazing. Separate permit is required for all signage. *****This application does not include any of the following: 1. Not more than 20 sprinklers (add, relocate, or remove), 2. hydraulic calculations, 3. change in occupancy and /or hazard classification, 4. warehouse storage arrangements, 5. mobile compact storage arrangements, 6. alternative solutions, 7. changes to the sprinkler system supply piping (e.g. valves, mains, cross-mains, branch-lines, etc.), or 8. flexible sprinkler pipe. | Priority Fire Systems Ltd
SP-2022-01953 | 2022-11-28 | 925 W GEORGIA STREET, Vancouver, BC V6C 3L2 | Sprinkler Permit | Commercial | Renovation | Completed | Commercial - ceilings are being removed on 6th floor and heads are being returned to shell. #600 - 6th Floor Interior alterations to the existing office space on the 6th floor (#600) in this existing commercial building on site. Scope of work: remove partition walls, doors, T-Bar ceiling, millwork, finishes, add new finishes, new coffee counter, new lighting, electrical and sprinkler work. | Five Star Fire Protection Ltd
EP-2023-00910 | 2023-02-03 | 925 W GEORGIA STREET, Vancouver, BC V6C 3L2 | Electrical Permit | Commercial | Tenant Improvement | Completed | Installation / Repair - Commercial - Demo to shell and install new lighting. (4) new receptacles added to provide power for shell space. Remove data cabling, power cabling as t-bar ceiling is being removed and will be open concept blank slate for potential tenants. >BP: Interior alterations to the existing office space on the 6th floor (#600) in this existing commercial building on site. Scope of work: remove partition walls, doors, T-Bar ceiling, millwork, finishes, add new finishes, new coffee counter, new lighting, electrical and sprinkler work. Structural Schedule B submitted by Craig Mercs, Architect AIBC, ph: 604-734-2004 OK for Field Review per R. Rattray - Oct 21/22 Separate permits required for future tenant improvements. Structural Schedule B submitted by Craig Mercs, Architect AIBC, ph: 604-734-2004 E2 - Retrofit Path: BOMA BESt (Path 1) - No Additional Upgrades Required Energy checklist is currently no longer required with your Building Permit (BP) application. Some supporting documents are still required at BP stage, specifically Envelope and HVAC, if applicable. Service Water Heating and Lighting supporting documents, if applicable, must be submitted with your related trades permits (e.g. electrical and plumbing). All energy upgrades will be checked during inspections stage. It is the applicant’s responsibility to identify and note all required upgrades including energy upgrades on their BP drawings at BP stage. | Centre Electric Ltd
EP-2023-04239 | 2023-05-23 | 925 W GEORGIA STREET, Vancouver, BC V6C 3L2 | Electrical Permit | Commercial | Renovation | Completed | Installation / Repair - Commercial - Install a 200HP variable frequency drive on Chiller#1. Remove and replace existing extra low voltage controller cards. Connect extra low voltage to two additional variable frequency drives serving chiller pumps. NO structural work on this mechanical chiller control upgrades. Just replacement of old parts with new (plus additional parts). | Precision Electrical Installations Ltd
EP-2023-05023 | 2023-06-07 | 925 W GEORGIA STREET, Vancouver, BC V6C 3L2 | Electrical Permit | Commercial | Tenant Improvement | Completed | Installation / Repair - Commercial - Demo to accommodate new layout, new receptacles, new data, add new lights as shown on drawings and lighting controls, re-lamp existing lights with led lamps provide conduit with pull string for security wiring in 2 or 3 locations & relocate 2 existing fire alarm speakers. >BP: #1300 - 13th Floor (full floor) Interior alterations to provide tenant improvements for a new office tenant on the 13th floor (#1300) of this existing commercial building on site. Scope of work: Select demo of interior walls, demolish/build some offices, remove and relocate doors. Construct partition walls for new staff lounge, exercise room, new millwork and maglocks. Electrical, plumbing and sprinkler work to suit. TENANT: Lawson Lundell LLP NOTE: SEPARATE PERMIT FOR INTERCONNECTING STAIRS. SEE BP-2023-00856 | Ino-Tek Electric Ltd.
PP-2023-02150 | 2023-06-19 | 925 W GEORGIA STREET, Vancouver, BC V6C 3L2 | Plumbing Permit | Commercial | Tenant Improvement | Completed | Commercial - Plumbing Tennant Improvement >BP: Interior alterations to provide tenant improvements for a new office tenant on the 13th floor (#1300) of this existing commercial building on site. Scope of work: Select demo of interior walls, demolish/build some offices, remove and relocate doors. Construct partition walls for new staff lounge, exercise room, new millwork and maglocks. Electrical, plumbing and sprinkler work to suit. July 17/2023-AMEND -add 2ea 1/2" DCVA -add coffee maker -add water dispenser | Broyce Mechanical Ltd
EP-2023-05843 | 2023-06-29 | 925 W GEORGIA STREET, Vancouver, BC V6C 3L2 | Electrical Permit | Commercial | Addition | Issued | Installation / Repair - Commercial - Installation of four EV LV2 chargers. | Mott Electric General Partnership
SP-2023-00193 | 2023-02-01 | 925 W GEORGIA STREET, Vancouver, BC V6C 3L2 | Sprinkler Permit | Commercial | Tenant Improvement | Completed | Commercial - Relocate sprinkler heads for tenant improvement. >BP: *****This application does not include any of the following: 1. Not more than 20 sprinklers (add, relocate, or remove), 2. hydraulic calculations, 3. change in occupancy and /or hazard classification, 4. warehouse storage arrangements, 5. mobile compact storage arrangements, 6. alternative solutions, 7. changes to the sprinkler system supply piping (e.g. valves, mains, cross-mains, branch-lines, etc.), or 8. flexible sprinkler pipe. | Priority Fire Systems Ltd
EP-2023-00806 | 2023-02-13 | 925 W GEORGIA STREET, Vancouver, BC V6C 3L2 | Electrical Permit | Commercial | Tenant Improvement | Completed | Installation / Repair - Commercial - Relocate existing lights in (3) offices, add (3) vacancy sensors in (3) offices, add receptacles and data cabling for (3) new offices. -adding vacancy sensors and changing the exits to new green running man. -lights in the Huddle room were in fact new lights. I have added a space by space compliance documents to account for these new light fixtures. The other lights are all existing lights rearranged in a new layout. (Vacancy sensors are being added in the enclosed offices. Manual on, auto-off). >BP: Interior alterations to provide improvements to the existing office unit on the 11th floor (#1120) in this existing commercial building on this site. Scope of work: remove partition walls, doors and construct new partition walls, doors, glazing, millwork, electrical and sprinkler work. TENANT: Singleton Urquhart Reynolds Vogel OK for FIT Building Sprinklered - Separate sprinkler permit required for proposed sprinkler work. Energy checklist is currently no longer required with your Building Permit (BP) application. Some supporting documents are still required at BP stage, specifically Envelope and HVAC, if applicable. Service Water Heating and Lighting supporting documents, if applicable, must be submitted with your related trades permits (e.g. electrical and plumbing). | Mott Electric General Partnership
SP-2023-00178 | 2023-01-31 | 925 W GEORGIA STREET, Vancouver, BC V6C 3L2 | Sprinkler Permit | Commercial | Tenant Improvement | Completed | Commercial - Relocate sprinkler heads for tenant improvement. >BP: Interior alterations to provide improvements to the existing office unit on the 11th floor (#1120) in this existing commercial building on this site. Scope of work: remove partition walls, doors and construct new partition walls, doors, glazing, millwork, electrical and sprinkler work. TENANT: Singleton Urquhart Reynolds Vogel OK for FIT Building Sprinklered - Separate sprinkler permit required for proposed sprinkler work. Energy checklist is currently no longer required with your Building Permit (BP) application. Some supporting documents are still required at BP stage, specifically Envelope and HVAC, if applicable. Service Water Heating and Lighting supporting documents, if applicable, must be submitted with your related trades permits (e.g. electrical and plumbing). *****This application does not include any of the following: 1. Not more than 20 sprinklers (add, relocate, or remove), 2. hydraulic calculations, 3. change in occupancy and /or hazard classification, 4. warehouse storage arrangements, 5. mobile compact storage arrangements, 6. alternative solutions, 7. changes to the sprinkler system supply piping (e.g. valves, mains, cross-mains, branch-lines, etc.), or 8. flexible sprinkler pipe. | Priority Fire Systems Ltd
EP-2023-00885 | 2023-02-02 | 925 W GEORGIA STREET, Vancouver, BC V6C 3L2 | Electrical Permit | Commercial | NULL | Issued | Annual / Operating - Misc electrical work throughout Renewal of EP-2022-00779 Valid: Feb. 25, 2023 - Feb. 24, 2024 | Mott Electric General Partnership
EP-2023-00764 | 2023-01-31 | 925 W GEORGIA STREET, Vancouver, BC V6C 3L2 | Electrical Permit | Commercial | Tenant Improvement | Completed | Installation / Repair - Commercial - Demo, new receptacles, lighting, lighting control, exit signs and data cabling >BP: Interior alterations to provide tenant improvements for a new office tenant on the 11th floor (#1128) in this existing commercial building on this site. Scope of work: remove/construct partition walls, new lighting, power and communication, ceiling work, electrical, plumbing and sprinkler work. | Mott Electric General Partnership
PP-2023-01119 | 2023-04-14 | 925 W GEORGIA STREET, Vancouver, BC V6C 3L2 | Plumbing Permit | Commercial | Addition | Completed | Commercial - Install 2 Backflow Devices | KERN BSG MANAGEMENT LTD
EP-2022-08553 | 2022-10-11 | 1030 W GEORGIA STREET, Vancouver, BC V6E 2Y2 | Electrical Permit | Commercial | Renovation | Completed | Installation / Repair - Commercial - Low Voltage Wiring for control transformers. Extra low voltage control wiring for 7 Heat Pumps, 5 Transfer Fans, 1 Pump and 21 IDU's. #400 - 4th floor Interior alterations to remove the existing convenience stair between 4th & 5th floor and provide tenant improvement for this new office tenant on the 4th floor (#400) in this existing commercial building. | ESC Automation Inc
PP-2022-02920 | 2022-08-22 | 1030 W GEORGIA STREET, Vancouver, BC V6E 2Y2 | Plumbing Permit | Commercial | Tenant Improvement | Completed | Commercial - Add 2 new kitchen sink >BP: #400 - 4th floor Interior alterations to remove the existing convenience stair between 4th & 5th floor and provide tenant improvement for this new office tenant on the 4th floor (#400) in this existing commercial building. - See BP-2022-01855 for the spin-off permit on the 5th floor. TENANT: Warrington PCI Management | DELCO MECHANICAL SYSTEMS LTD
EP-2022-06114 | 2022-07-22 | 1030 W GEORGIA STREET, Vancouver, BC V6E 2Y2 | Electrical Permit | Commercial | Tenant Improvement | Completed | Installation / Repair - Commercial - Office TI #400 - 4th floor Interior alterations to remove the existing convenience stair between 4th & 5th floor and provide tenant improvement for this new office tenant on the 4th floor (#400) in this existing commercial building. | Centre Electric Ltd
SP-2022-01001 | 2022-06-21 | 1030 W GEORGIA STREET, Vancouver, BC V6E 2Y2 | Sprinkler Permit | Commercial | Renovation | Completed | Commercial - Relocate 1 head away from smoke detector *****This application does not include any of the following: 1. Not more than 20 sprinklers (add, relocate, or remove), 2. hydraulic calculations, 3. change in occupancy and /or hazard classification, 4. warehouse storage arrangements, 5. mobile compact storage arrangements, 6. alternative solutions, 7. changes to the sprinkler system supply piping (e.g. valves, mains, cross-mains, branch-lines, etc.), or 8. flexible sprinkler pipe. | A R T Fire Protection Inc
SP-2023-01921 | 2023-10-17 | 1030 W GEORGIA STREET, Vancouver, BC V6E 2Y2 | Sprinkler Permit | Commercial | Tenant Improvement | Completed | Commercial - SUITE #1111 - Add 1 Head in closet added at time of TI >BP: #1111 - 11th floor (*See Revision #1) Interior alterations to provide tenant improvements and to create a new Unit on the 11th Floor in this existing building on this site. Scope of Work: Build of demising wall ( to be 1111 & #1198) , demolition of interior partitions. Adding doors, door frames, glazed side lights, finishes, luminaires, power and communication devices and sprinkler heads. REVISION #1: change in scope of work to modify demising wall to include a door to access both sides (#1198 cancelled). Kitchen to remain as is, modifications to door legend, lighting, luminaire schedule. April 29/mk *****This application does not include any of the following: 1. Not more than 20 sprinklers (add, relocate, or remove), 2. hydraulic calculations, 3. change in occupancy and /or hazard classification, 4. warehouse storage arrangements, 5. mobile compact storage arrangements, 6. alternative solutions, 7. changes to the sprinkler system supply piping (e.g. valves, mains, cross-mains, branch-lines, etc.), or 8. flexible sprinkler pipe. | A R T Fire Protection Inc
PP-2022-00729 | 2022-03-03 | 1030 W GEORGIA STREET, Vancouver, BC V6E 2Y2 | Plumbing Permit | Commercial | Tenant Improvement | Issued | Commercial - Unit 300 - Add new double check valve for water filler | DELCO MECHANICAL SYSTEMS LTD
EP-2022-03432 | 2022-05-02 | 1030 W GEORGIA STREET, Vancouver, BC V6E 2Y2 | Electrical Permit | Commercial | Tenant Improvement | Completed | Installation / Repair - Commercial - Tenant Improvement -Reno in office space of PCI, new kitchen area power and re-working existing switching for revised enclosed offices. Relocation of existing power/data in enclosed offices as well as new power/data for area of scope. >BP: Interior alterations to provide improvements to this existing office space on the 3rd floor (#300) in this existing commercial building on this site. Scope of work: TENANT: PCI Developments Letters of Assurance submitted by: Schedule A and Architectural Schedule A, Miren Amaya Del Castillo, Architect, ph: 604-562-4617 Mechanical and Plumbing Schedule B, P.Eng., ph: 604-609-0500 Electrical Schedule B, Roger Dupuis, P.Eng., LEED AP, ph: 604-569-6500 OK per Field Review per K. Vogt, Feb 24, 2022 E2 - Lighting - Upgrade to incorporate Automatic Full OFF (per 9.4.1.1 (h) of ASHRAE 90.1-2016 Energy checklist is currently no longer required with your Building Permit (BP) application. Some supporting documents are still required at BP stage, specifically Envelope and HVAC, if applicable. Service Water Heating and Lighting supporting documents, if applicable, must be submitted with your related trades permits (e.g. electrical and plumbing). All energy upgrades will be checked during inspections stage. It is the applicant's responsibility to identify and note all required upgrades including energy upgrades on their BP drawings at BP stage. | Centre Electric Ltd
PP-2022-01194 | 2022-04-07 | 1030 W GEORGIA STREET, Vancouver, BC V6E 2Y2 | Plumbing Permit | Commercial | Tenant Improvement | Completed | Commercial - SUITE #1915 - To supply and install BFP WATTS DCVA 1/2" #1915 - 19th floor Interior alterations to provide tenant improvements for this new office tenant on the 19th floor (#1915) in this existing commercial use building. Scope of work: select demo and construction of partition walls, doors, millwork, finishes to reconfigure layout. Modify electrical, plumbing, sprinkler, & HVAC to suit. | Ainsworth Inc
SP-2022-00591 | 2022-04-22 | 1030 W GEORGIA STREET, Vancouver, BC V6E 2Y2 | Sprinkler Permit | Commercial | Tenant Improvement | Completed | Commercial - Add 1 new head and relocate 16 existing heads >BP: #300 - 3rd floor (full floor tenant) Interior alterations to provide improvements to this existing office space on the 3rd floor (#300) in this existing commercial building on this site. Scope of work: TENANT: PCI Developments Letters of Assurance submitted by: Schedule A and Architectural Schedule A, Miren Amaya Del Castillo, Architect, ph: 604-562-4617 Mechanical and Plumbing Schedule B, P.Eng., ph: 604-609-0500 Electrical Schedule B, Roger Dupuis, P.Eng., LEED AP, ph: 604-569-6500 OK per Field Review per K. Vogt, Feb 24, 2022 E2 - Lighting - Upgrade to incorporate Automatic Full OFF (per 9.4.1.1 (h) of ASHRAE 90.1-2016 Energy checklist is currently no longer required with your Building Permit (BP) application. Some supporting documents are still required at BP stage, specifically Envelope and HVAC, if applicable. Service Water Heating and Lighting supporting documents, if applicable, must be submitted with your related trades permits (e.g. electrical and plumbing). All energy upgrades will be checked during inspections stage. It is the applicant's responsibility to identify and note all required upgrades including energy upgrades on their BP drawings at BP stage. | A R T Fire Protection Inc
EP-2022-04406 | 2022-05-30 | 1030 W GEORGIA STREET, Vancouver, BC V6E 2Y2 | Electrical Permit | Commercial | Renovation | Completed | Installation / Repair - Commercial - Rewire & Relocate 5 * Existing LED Light Fixtures Rewire & Relocate existing Exit Sign Relocate 9 * existing Ethernet Cables to New Work Stations (previously in open office) Rough-in & Install 2 * New LED Potlights in Reception Desk >BP: #1111 - 11th floor (*See Revision #1) Interior alterations to provide tenant improvements and to create a new Unit on the 11th Floor in this existing building on this site. Scope of Work: Build of demising wall ( to be 1111 & #1198) , demolition of interior partitions. Adding doors, door frames, glazed side lights, finishes, luminaires, power and communication devices and sprinkler heads. REVISION #1: change in scope of work to modify demising wall to include a door to access both sides (#1198 cancelled). Kitchen to remain as is, modifications to door legend, lighting, luminaire schedule. April 29/mk | Santec Electric Inc
SP-2022-00712 | 2022-12-01 | 1030 W GEORGIA STREET, Vancouver, BC V6E 2Y2 | Sprinkler Permit | Commercial | Tenant Improvement | Completed | Commercial - Sprinkler alterations for the existing sprinkler system to accomodate new tenant in Unit #400. Amendments due for additional provisions for PRV's due to additional pressure. | A R T Fire Protection Inc
PP-2022-01525 | 2022-05-06 | 1030 W GEORGIA STREET, Vancouver, BC V6E 2Y2 | Plumbing Permit | Commercial | Tenant Improvement | Completed | Commercial - Install new kitchen sink, dishwasher and water filler >#300 - 3rd floor (full floor tenant) Interior alterations to provide improvements to this existing office space on the 3rd floor (#300) in this existing commercial building on this site. Scope of work: remove/construct select partition walls/doors, finishes, millwork, electrical, plumbing, mechanical and sprinkler work. TENANT: PCI Developments | DELCO MECHANICAL SYSTEMS LTD
EP-2022-01081 | 2022-02-11 | 1030 W GEORGIA STREET, Vancouver, BC V6E 2Y2 | Electrical Permit | Commercial | Renovation | Completed | Installation / Repair - Commercial - Lighting retrofit and controls to meet ASHRAE 2016 Additional 120V receptacles and low voltage data (Cat6) jacks >BP: #1915 - 19th floor Interior alterations to provide tenant improvements for this new office tenant on the 19th floor (#1915) in this existing commercial use building. Scope of work: select demo and construction of partition walls, doors, millwork, finishes to reconfigure layout. Modify electrical, plumbing, sprinkler, & HVAC to suit. TENANT: Olthuis Van Ert Building Sprinklered – Separate sprinkler permit required for proposed sprinkler work. OK For Field Review per K. Vogt - Nov 16, 2021 E2 - Lighting Upgrade - Upgrade Lighting to incorporate automatic shutoff (per 9.4.1.1 of ASHRAE 2016) | Centre Electric Ltd
SP-2022-00173 | 2022-02-08 | 1030 W GEORGIA STREET, Vancouver, BC V6E 2Y2 | Sprinkler Permit | Commercial | Tenant Improvement | Completed | Commercial - 1 add 1 relocate >BP: #1915 - 19th floor Interior alterations to provide tenant improvements for this new office tenant on the 19th floor (#1915) in this existing commercial use building. Scope of work: select demo and construction of partition walls, doors, millwork, finishes to reconfigure layout. Modify electrical, plumbing, sprinkler, & HVAC to suit. TENANT: Olthuis Van Ert Building Sprinklered – Separate sprinkler permit required for proposed sprinkler work. OK For Field Review per K. Vogt - Nov 16, 2021 E2 - Lighting Upgrade - Upgrade Lighting to incorporate automatic shutoff (per 9.4.1.1 of ASHRAE 2016) Energy checklist is currently no longer required with your Building Permit (BP) application. Some supporting documents are still required at BP stage, specifically Envelope and HVAC, if applicable. Service Water Heating and Lighting supporting documents, if applicable, must be submitted with your related trades permits (e.g. electrical and plumbing). All energy upgrades will be checked during inspections stage. It is the applicant's responsibility to identify and note all required upgrades including energy upgrades on their BP drawings at BP stage. >*****This application does not include any of the following: 1. Not more than 20 sprinklers (add, relocate, or remove), 2. hydraulic calculations, 3. change in occupancy and /or hazard classification, 4. warehouse storage arrangements, 5. mobile compact storage arrangements, 6. alternative solutions, 7. changes to the sprinkler system supply piping (e.g. valves, mains, cross-mains, branch-lines, etc.), or 8. flexible sprinkler pipe. | A R T Fire Protection Inc
SP-2022-00080 | 2022-01-21 | 1030 W GEORGIA STREET, Vancouver, BC V6E 2Y2 | Sprinkler Permit | Commercial | Tenant Improvement | Completed | Commercial - relocate 6 heads to suite new ceiling layout >BP: 1112-11th Floor Interior alterations (to validate) to provide tenant improvements to this existing office in this mixed use building on this site. Doors/frames and glazing Ok'd for Field Review by Kim Vogt. Note to applicant: The services of a structural engineer may be required, based upon site inspection by the District Building Inspector. A Sprinkler permit may be required, as determined by the District Building Inspector. Energy checklist is currently no longer required with your Building Permit (BP) application. Some supporting documents are still required at BP stage, specifically Envelope and HVAC, if applicable. Service Water Heating and Lighting supporting documents, if applicable, must be submitted with your related Trades permits (e.g. electrical and plumbing). All energy upgrades will be checked during inspections stage. It is the applicant’s responsibility to identify and note all required upgrades including energy upgrades on their BP drawings at BP stage > *****This application does not include any of the following: 1. Not more than 20 sprinklers (add, relocate, or remove), 2. hydraulic calculations, 3. change in occupancy and /or hazard classification, 4. warehouse storage arrangements, 5. mobile compact storage arrangements, 6. alternative solutions, 7. changes to the sprinkler system supply piping (e.g. valves, mains, cross-mains, branch-lines, etc.), or 8. flexible sprinkler pipe. | A R T Fire Protection Inc
EP-2022-00264 | 2022-01-24 | 475 W GEORGIA STREET, Vancouver, BC V6B 4M9 | Electrical Permit | Commercial | Tenant Improvement | Completed | Installation / Repair - Commercial - Replacing low voltage lighting panels on various floors, as well as replace low voltage switches. -There are no fixtures being replaced for this project. All wiring and cable remain the same. We are not upgrading any emergency panels or emergency lighting. The switches required are referenced on the drawing. >>Amend: Dec.. 21st -Please change FSR From: Lee Quesnelle, FSR B, 212702 To: Aaron Nerdahl FSR A, 229090 | Houle Electric Limited
EP-2022-00974 | 2022-02-08 | 475 W GEORGIA STREET, Vancouver, BC V6B 4M9 | Electrical Permit | Commercial | NULL | Expired | Annual / Operating - ANNUAL/OPERATING PERMIT EXPIRED PERMIT EP-2021-01548 VALID from February 27th, 2022 until February 26th, 2023 General electrical service work, including ballasts, lamps, switches and receptacles | MDE Enterprises Ltd
EP-2023-08157 | 2023-09-08 | 475 W GEORGIA STREET, Vancouver, BC V6B 4M9 | Electrical Permit | Commercial | Tenant Improvement | Completed | Installation / Repair - Commercial - Small office renovation. Deletion of a few walls, adding a few new outlets and a floor box, relocating an existing sub panel. >BP: Interior alterations to provide tenant improvements for a new office tenant on the 5th floor (#540) in this existing commercial building on this site. Scope of work: remove/construct partition walls, doors, fixtures, finishes, millwork, electrical, plumbing and sprinkler work. TENANT: Eckler Ltd. OK for Office TI Energy checklist is currently no longer required with your Building Permit (BP) application. Some supporting documents are still required at BP stage, specifically Envelope and HVAC, if applicable. Service Water Heating and Lighting supporting documents, if applicable, must be submitted with your related trades permits (e.g. electrical and plumbing). | Mott Electric General Partnership
EP-2023-08696 | 2023-09-26 | 475 W GEORGIA STREET, Vancouver, BC V6B 4M9 | Electrical Permit | Commercial | Tenant Improvement | Completed | Installation / Repair - Commercial - Low Voltage Cabling Installation. >BP: Interior alterations to provide tenant improvements for a new office tenant on the 5th floor (#540) in this existing commercial building on this site. Scope of work: remove/construct partition walls, doors, fixtures, finishes, millwork, electrical, plumbing and sprinkler work. TENANT: Eckler Ltd. OK for Office TI Energy checklist is currently no longer required with your Building Permit (BP) application. Some supporting documents are still required at BP stage, specifically Envelope and HVAC, if applicable. Service Water Heating and Lighting supporting documents, if applicable, must be submitted with your related trades permits (e.g. electrical and plumbing). | Axis Technical Services Corp
EP-2022-08574 | 2022-10-25 | 475 W GEORGIA STREET, Vancouver, BC V6B 4M9 | Electrical Permit | Commercial | Addition | Completed | Installation / Repair - Commercial - Install EV charger. ---New EV charger is Model CT4000 level 2 Commercial Charging Station, Dual ports, AC208/240V, Input current 30A*2, Input power connection is Two independent 40A branch circuits, Required service panel breaker is 40A dual pole non-GFCI type*2 ---AWG#8/4C Teck90 will be installed for these EV charger power branch circuits, 2 double-pole 40A breakers will be installed at electrical panel ---New EV charger will be installed at designated parking spot, less than 10 meters to the electrical panel. | Xin-Tian-Di Electrical Ltd
SP-2022-01814 | 2022-11-02 | 475 W GEORGIA STREET, Vancouver, BC V6B 4M9 | Sprinkler Permit | Commercial | Tenant Improvement | Completed | Commercial - 2 relocates 2 deletes 1 add #650 - 6th floor (combining #650 & #660) Interior alterations to the 6th floor to combine units #650 & #660 (retaining #650) and provide improvements for a new office tenant in this existing commercial building on this site. Scope of work: Remove/open a portion of the demising wall and combine #650 and #660, construct an interconnecting door between the 2 units, new partition walls to create offices, glazing, new kitchenette, electrical and plumbing work to suit. TENANT: Sodagar & Company Law Corp *****This application does not include any of the following: 1. Not more than 20 sprinklers (add, relocate, or remove), 2. hydraulic calculations, 3. change in occupancy and /or hazard classification, 4. warehouse storage arrangements, 5. mobile compact storage arrangements, 6. alternative solutions, 7. changes to the sprinkler system supply piping (e.g. valves, mains, cross-mains, branch-lines, etc.), or 8. flexible sprinkler pipe. | Mountain Fire Protection Ltd
PP-2022-04099 | 2022-11-18 | 475 W GEORGIA STREET, Vancouver, BC V6B 4M9 | Plumbing Permit | Commercial | Tenant Improvement | Completed | Commercial - We need to cut into the 2" xfr drainage pipe to add a tee 2" in size to be able to run a new drainage pipe for the kitchen sink in suite. All in xfr piping and up to code. We also need to Install new isolation valves for hot and cold faucet >>BP: #650 - 6th floor (combining #650 & #660) Interior alterations to the 6th floor to combine units #650 & #660 (retaining #650) and provide improvements for a new office tenant in this existing commercial building on this site. Scope of work: Remove/open a portion of the demising wall and combine #650 and #660, construct an interconnecting door between the 2 units, new partition walls to create offices, glazing, new kitchenette, electrical and plumbing work to suit. TENANT: Sodagar & Company Law Corp | 1051750 BC Ltd
EP-2022-09518 | 2022-11-09 | 475 W GEORGIA STREET, Vancouver, BC V6B 4M9 | Electrical Permit | Commercial | Renovation | Completed | Installation / Repair - Commercial - UNIT #660 - installing few plugs and changing LED Lights. >BP: #650 - 6th floor (combining #650 & #660) Interior alterations to the 6th floor to combine units #650 & #660 (retaining #650) and provide improvements for a new office tenant in this existing commercial building on this site. Scope of work: Remove/open a portion of the demising wall and combine #650 and #660, construct an interconnecting door between the 2 units, new partition walls to create offices, glazing, new kitchenette, electrical and plumbing work to suit. | Key Electric Ltd
EP-2023-00970 | 2023-02-06 | 475 W GEORGIA STREET, Vancouver, BC V6B 4M9 | Electrical Permit | Commercial | NULL | Issued | Annual / Operating - Electrical annual permits -General electrical small jobs, included replace receptacles, switches, ballasts, lamps, and ect... Renewal of EP-2022-00974 VALID: February 27th, 2023 until February 26th, 2024 | MDE Enterprises Ltd
SP-2023-01403 | 2023-08-01 | 475 W GEORGIA STREET, Vancouver, BC V6B 4M9 | Sprinkler Permit | Commercial | Tenant Improvement | Completed | Commercial - SUITE #540 - 5TH FLOOR - Add and relocate sprinkler heads for tenant improvement. >BP: #540 - 5th floor Interior alterations to provide tenant improvements for a new office tenant on the 5th floor (#540) in this existing commercial building on this site. Scope of work: remove/construct partition walls, doors, fixtures, finishes, millwork, electrical, plumbing and sprinkler work. *****This application does not include any of the following: 1. Not more than 20 sprinklers (add, relocate, or remove), 2. hydraulic calculations, 3. change in occupancy and /or hazard classification, 4. warehouse storage arrangements, 5. mobile compact storage arrangements, 6. alternative solutions, 7. changes to the sprinkler system supply piping (e.g. valves, mains, cross-mains, branch-lines, etc.), or 8. flexible sprinkler pipe. | Priority Fire Systems Ltd
EP-2023-07130 | 2023-08-08 | 510 W GEORGIA STREET, Vancouver, BC V6B 0M3 | Electrical Permit | Commercial | Tenant Improvement | Completed | Installation / Repair - Commercial - Installation of receptacles for appliances and 2 branch circuits for electrical heater power supply on Patio >Permit Amendment Nov 08, 2023 -"Replacing existing pot lights to 24 Volt trach lights" *Document(s) uploaded to "Application Documents" tab for Electrical Inspector review. Documents are at pending status at time of permit amendment approval -Electrical contractor to request an electrical inspection online for the District Electrical Inspector to review document(s) | Bijan Valagohar
NULL | NULL | 510 W GEORGIA STREET, Vancouver, BC V6B 0M3 | Electrical Permit | Commercial | Tenant Improvement | Withdrawn | Installation / Repair - Commercial - adding plugs for appliances ,adding more lights | NULL
EP-2023-04604 | 2023-05-29 | 510 W GEORGIA STREET, Vancouver, BC V6B 0M3 | Electrical Permit | Commercial | Tenant Improvement | Completed | Installation / Repair - Commercial - Install 3 floorboxes and provide power and data for each. | Canem Systems Ltd
EP-2023-04674 | 2023-05-29 | 510 W GEORGIA STREET, Vancouver, BC V6B 0M3 | Electrical Permit | Commercial | Tenant Improvement | Completed | Installation / Repair - Commercial - Install 3 floor boxes into raised floor that contain 120V - 15A receptacles and data. | Canem Systems Ltd
EP-2022-08848 | 2022-10-18 | 510 W GEORGIA STREET, Vancouver, BC V6B 0M3 | Electrical Permit | Commercial | NULL | Expired | Annual / Operating - Electrical Annual Permit (Operating Permit) for the maintenance and operation of electrical equipment (regular and ongoing maintenance of power and lighting systems for commercial office tower). | Canem Systems Ltd
EP-2022-09944 | 2022-12-06 | 510 W GEORGIA STREET, Vancouver, BC V6B 0M3 | Electrical Permit | Commercial | Tenant Improvement | Completed | Installation / Repair - Commercial - Demo existing electrical to allow for Interior Alterations. Supply and Install new electrical as required and as per drawings >BP: Interior alterations to provide tenant improvement to an existing office tenant on the 23rd floor (#2300) in this existing commercial building on site. Scope of work: remove/construct select partition walls, doors, finishes, ceiling work, millwork and electrical work. NOTE: Reception on this floor (#2300). 23rd & 24th floors (#2300) are interconnected by an internal stairway occupied by a single tenant. TENANT: TELUS Communications Inc Letters of Assurance submitted by: Schedule A , Schedule B, John E. Gustavson, Architect, ph: 604-687-2511 Mechanical Schedule B, P. Eng., Maciej Sobczyk, P.Eng., ph: 604-375-9756 Electrical Schedule B, Andrew Tashiro, P.Eng., ph: 604-685-9381 Building Sprinklered – Building inspector to determine on site if a separate sprinkler permit is required. Energy Upgrade: E2 - Lighting - Upgrade to Bilevel Lighting Control (per 9.4.1.1.(d) of ASHRAE 90.1-2016 Energy checklist is currently no longer required with your Building Permit (BP) application. Some supporting documents are still required at BP stage, specifically Envelope and HVAC, if applicable. Service Water Heating and Lighting supporting documents, if applicable, must be submitted with your related trades permits (e.g. electrical and plumbing). All energy upgrades will be checked during inspections stage. It is the applicant’s responsibility to identify and note all required upgrades including energy upgrades on their BP drawings at BP stage. | Priority Electric LTD.
SP-2022-01960 | 2022-11-23 | 510 W GEORGIA STREET, Vancouver, BC V6B 0M3 | Sprinkler Permit | Commercial | Tenant Improvement | Completed | Commercial - Relocation of 2 sprinkler heads. #2300 - 23rd Floor Interior alterations to provide tenant improvement to an existing office tenant on the 23rd floor (#2300) in this existing commercial building on site. Scope of work: remove/construct select partition walls, doors, finishes, ceiling work, millwork and electrical work. NOTE: Reception on this floor (#2300). 23rd & 24th floors (#2300) are interconnected by an internal stairway occupied by a single tenant. TENANT: TELUS Communications Inc *****This application does not include any of the following: 1. Not more than 20 sprinklers (add, relocate, or remove), 2. hydraulic calculations, 3. change in occupancy and /or hazard classification, 4. warehouse storage arrangements, 5. mobile compact storage arrangements, 6. alternative solutions, 7. changes to the sprinkler system supply piping (e.g. valves, mains, cross-mains, branch-lines, etc.), or 8. flexible sprinkler pipe. | Gisborne Industrial Construction Ltd
EP-2023-00242 | 2023-01-12 | 510 W GEORGIA STREET, Vancouver, BC V6B 0M3 | Electrical Permit | Commercial | Renovation | Completed | Installation / Repair - Commercial - we are reusing 8 data drops that were pulled back and coiled for an office renovation >BP: #2300 - 23rd Floor Interior alterations to provide tenant improvement to an existing office tenant on the 23rd floor (#2300) in this existing commercial building on site. Scope of work: remove/construct select partition walls, doors, finishes, ceiling work, millwork and electrical work. NOTE: Reception on this floor (#2300). 23rd & 24th floors (#2300) are interconnected by an internal stairway occupied by a single tenant. TENANT: TELUS Communications Inc | CaTech Systems Ltd
EP-2023-00022 | 2023-02-13 | 510 W GEORGIA STREET, Vancouver, BC V6B 0M3 | Electrical Permit | Commercial | Tenant Improvement | Completed | Installation / Repair - Commercial - Refeed bathroom faucets with EM power, Refeed 2 booster pumps with EM power | Canem Systems Ltd
EP-2022-05215 | 2022-06-20 | 510 W GEORGIA STREET, Vancouver, BC V6B 0M3 | Electrical Permit | Commercial | Tenant Improvement | Completed | Installation / Repair - Commercial - Replace some existing lights with new lights | Canem Systems Ltd
EP-2022-05175 | 2022-06-20 | 510 W GEORGIA STREET, Vancouver, BC V6B 0M3 | Electrical Permit | Commercial | Tenant Improvement | Completed | Installation / Repair - Commercial - Re&Re receptacles and floor boxes for new furniture layout. Re&Re 4 existing light fixtures to new configuration | Canem Systems Ltd
EP-2022-07628 | 2023-03-27 | 510 W GEORGIA STREET, Vancouver, BC V6B 0M3 | Electrical Permit | Commercial | New | Completed | Installation / Repair - Commercial - Supply & installation of Security Alarm System for the LAN Room located @ 18thFloor. · Supply & installation of Quad cable to connect the Keypad to the AlarmPanel -this includes cable, power supply and labor. | PALADIN TECHNOLOGIES INC
EP-2023-09380 | 2023-10-18 | 510 W GEORGIA STREET, Vancouver, BC V6B 0M3 | Electrical Permit | Commercial | NULL | Issued | Annual / Operating - Electrical annual permit (operating permit) for the maintenance and operation of electrical equipment (regular and on going maintenance of power and lighting systems for commercial office tower) Renewal of EP-2022-08848 Valid: Oct 18, 2023 to Oct 17, 2024 | Canem Systems Ltd
EP-2023-08948 | 2023-10-06 | 510 W GEORGIA STREET, Vancouver, BC V6B 0M3 | Electrical Permit | Commercial | Tenant Improvement | Issued | Installation / Repair - Commercial - Install conduits and wiring for boardroom AV connections to tv's. | Canem Systems Ltd
EP-2023-08955 | 2024-01-12 | 510 W GEORGIA STREET, Vancouver, BC V6B 0M3 | Electrical Permit | Commercial | Tenant Improvement | Completed | Installation / Repair - Commercial - Install conduit and wiring for new dual port EV chargers in Parkade Level P1. Install 2 x CT4000 Dual port car chargers, this model from Chargepoint is a Dual port device to charge 2 cars at the same time. Install 1x2P-40A Breaker and branch circuit for EV chargers, these chargers shall be in a 4:1 share configuration. | Canem Systems Ltd
EP-2023-08951 | 2023-10-05 | 510 W GEORGIA STREET, Vancouver, BC V6B 0M3 | Electrical Permit | Commercial | Tenant Improvement | Cancelled | Installation / Repair - Commercial - Swap positions of 2 existing transformers in electrical room (225KVA and 150 KVA). | Canem Systems Ltd
GP-2023-03561 | NULL | 510 W GEORGIA STREET, Vancouver, BC V6B 0M3 | Gas Permit | Commercial | Tenant Improvement | Withdrawn | Commercial - Patio Heater Installation and Extension of Gasline | Gas Guys Outdoor Designs Ltd
EP-2022-05051 | 2022-06-15 | 510 W GEORGIA STREET, Vancouver, BC V6B 0M3 | Electrical Permit | Commercial | New | Completed | Installation / Repair - Commercial - - Run 67 CAT6 cables from the rack to workstations - Run 12 CAT6 cables from the rack to meeting rooms - Run 3 CAT6 cables from the rack to printers Total CAT6 cable runs = 82 | CaTech Systems Ltd
EP-2022-02664 | 2022-04-05 | 510 W GEORGIA STREET, Vancouver, BC V6B 0M3 | Electrical Permit | Commercial | Tenant Improvement | Completed | Installation / Repair - Commercial - Install conduit and pull wire for receptacles | Canem Systems Ltd
EP-2022-02782 | 2022-04-07 | 510 W GEORGIA STREET, Vancouver, BC V6B 0M3 | Electrical Permit | Commercial | Tenant Improvement | Completed | Installation / Repair - Commercial - Moving 2 switches and 5 outlets in a minor renovation for an office. No fire alarm work. No lighting changes other than moving 2 lights 3 feet to center in room and removing one light. Building Permit approved with Lighting Compliance Document : E-2 Upgrade -Exempt. >BP: Interior alterations to provide tenant improvements to this existing office tenant on the 21st floor (#2100) in this existing commercial building on this site. scope of work: remove/construct partition walls/doors, millwork to create 3 new meeting rooms, ceiling work, lighting, electrical and sprinkler work. TENANT: Capstone Mining OK For Field Review per K. Vogt - Jan 28/22 Building Sprinklered - Separate sprinkler permit required for proposed sprinkler work. E2 - Lighting - upgrade to local control (per 9.4.1.1 (a) of ASHRAE 90.1-2016 Energy checklist is currently no longer required with your Building Permit (BP) application. Some supporting documents are still required at BP stage, specifically Envelope and HVAC, if applicable. Service Water Heating and Lighting supporting documents, if applicable, must be submitted with your related trades permits (e.g. electrical and plumbing). All energy upgrades will be checked during inspections stage. It is the applicant's responsibility to identify and note all required upgrades including energy upgrades on their BP drawings at BP stage. | Root 3 Electric Ltd
SP-2022-00453 | 2022-03-31 | 510 W GEORGIA STREET, Vancouver, BC V6B 0M3 | Sprinkler Permit | Commercial | Tenant Improvement | Completed | Commercial - add three heads to closets >BP: #2100 - 21st floor Interior alterations to provide tenant improvements to this existing office tenant on the 21st floor (#2100) in this existing commercial building on this site. scope of work: remove/construct partition walls/doors, millwork to create 3 new meeting rooms, ceiling work, lighting, electrical and sprinkler work. TENANT: Capstone Mining OK For Field Review per K. Vogt - Jan 28/22 Building Sprinklered - Separate sprinkler permit required for proposed sprinkler work. E2 - Lighting - upgrade to local control (per 9.4.1.1 (a) of ASHRAE 90.1-2016 Energy checklist is currently no longer required with your Building Permit (BP) application. Some supporting documents are still required at BP stage, specifically Envelope and HVAC, if applicable. Service Water Heating and Lighting supporting documents, if applicable, must be submitted with your related trades permits (e.g. electrical and plumbing). All energy upgrades will be checked during inspections stage. It is the applicant's responsibility to identify and note all required upgrades including energy upgrades on their BP drawings at BP stage. *****This application does not include any of the following: 1. Not more than 20 sprinklers (add, relocate, or remove), 2. hydraulic calculations, 3. change in occupancy and /or hazard classification, 4. warehouse storage arrangements, 5. mobile compact storage arrangements, 6. alternative solutions, 7. changes to the sprinkler system supply piping (e.g. valves, mains, cross-mains, branch-lines, etc.), or 8. flexible sprinkler pipe. | Kraico Mechanical Ltd
PP-2022-00347 | 2022-03-11 | 700 W GEORGIA STREET, Vancouver, BC V7Y 1K8 | Plumbing Permit | Commercial | Tenant Improvement | Completed | Commercial - LEVEL 22 & 23 Demolition of existing domestic and DWV lines. Installation of new DWV and domestic water lines for plumbing fixtures on level 22 in TD Tower. #2200 - 22nd Floor (full floor tenant) Interior alterations to provide tenant improvements for a new full floor office tenant on the 22nd floor (#2200) in this existing commercial building on this site. Scope of work: construct new partition walls, doors, new universal washroom, kitchenette, millwork, finishes, ceiling work, HVAC, lighting, card reader, electrical, plumbing, mechanical and sprinkler work. AMEND: APR 22./2022 Please add an RPBA on Level 30. This is part of the Level 22 server room cooling system | SOMATIC HVAC SOLUTIONS LTD
EP-2022-00849 | 2022-02-04 | 700 W GEORGIA STREET, Vancouver, BC V7Y 1K8 | Electrical Permit | Commercial | Tenant Improvement | Completed | Installation / Repair - Commercial - Interior electrical work to provide Tenant Improvement of a new full floor office on 22nd floor (unit#2200) in the existing commercial building. >BP: Interior alterations to provide tenant improvements for a new full floor office tenant on the 22nd floor (#2200) in this existing commercial building on this site. Scope of work: construct new partition walls, doors, new universal washroom, kitchenette, millwork, finishes, ceiling work, HVAC, lighting, card reader, electrical, plumbing, mechanical and sprinkler work. Related to BP-2021-04770 for interior demolition TENANT: Answith Leasing Corporation Letters of Assurance submitted by: Schedule A and Architectural Schedule B, Wojciech Brus, Architect, ph: 604-631-8270 Mechanical and Plumbing Schedule B, Eric Cresswell, P.Eng., ph: 604-684-5995 Electrical Schedule B, Roger Dupuis, P.Eng., LEED AP, ph: 604-569-6500 Building Sprinklered – Building inspector to determine on site if a separate sprinkler permit is required. OK for Field Review per K. Vogt - Nov 3, 2021 E2 - Lighting - Upgrade to Bilevel Lighting Control (per 9.4.1.1 (d) of ASHRAE 90.1-2016 Energy checklist is currently no longer required with your Building Permit (BP) application. Some supporting documents are still required at BP stage, specifically Envelope and HVAC, if applicable. Service Water Heating and Lighting supporting documents, if applicable, must be submitted with your related trades permits (e.g. electrical and plumbing). All energy upgrades will be checked during inspections stage. It is the applicant's responsibility to identify and note all required upgrades including energy upgrades on their BP drawings at BP stage. amendment Add SP required prior to completion 2022-01-24 | Harbourview Electric Ltd
SP-2022-00262 | 2022-04-21 | 700 W GEORGIA STREET, Vancouver, BC V7Y 1K8 | Sprinkler Permit | Commercial | Tenant Improvement | Completed | Commercial - #2300 & #2301- 23rd floor (demised from #2300) Sprinkler alterations to remove non load bearing partition walls and to demise full floor office tenant on the 23rd floor (#2300) into two units to be #2300 and #2301 . Work to include tenant improvements to #2300 ONLY for the existing office tenant, building a common corridor and refinishing common lobby. Unit #2301 to remain as shell. Unit #2300 - existing tenant occupying 22nd and portion of 23rd floor. * Separate permit(s) required for any future tenant improvements to unit #2301. NOTE: related to AL-2021-00201 for interconnecting stair between 22nd and 23rd floors | Priority Fire Systems Ltd
NULL | NULL | 700 W GEORGIA STREET, Vancouver, BC V7Y 1K8 | Electrical Permit | Commercial | Tenant Improvement | Withdrawn | Installation / Repair - Commercial - Renovation and electrical work in the washrooms on Level 22 and Level 23 | Harbourview Electric Ltd
EP-2022-00443 | 2022-01-25 | 700 W GEORGIA STREET, Vancouver, BC V7Y 1K8 | Electrical Permit | Commercial | Renovation | Completed | Installation / Repair - Commercial - Disconnection and demolition of lighting, branch wiring, conduit and cable tray >BP: Interior alterations to demolish non load-bearing partition walls on the 22nd floor (#2200) to create a shell office space in this existing commercial building. Separate permit(s) will be required for any tenant improvements to this space. NOTE: Existing interconnecting stair shown for reference only to show existing condition. Letters of Assurance submitted by: Schedule A and Architectural Schedule B, Wojciech Brus, Architect, ph: 604-631-8270 Mechanical and Plumbing Schedule B, Eric Cresswell, P.Eng., ph: 604-684-5995 Electrical Schedule B, Roger Dupuis, P.Eng., LEED AP, ph: 604-569-6500 Energy upgrade exempt: Interior demolition. | Western Pacific Enterprises Ltd
PP-2022-00173 | 2022-01-25 | 700 W GEORGIA STREET, Vancouver, BC V7Y 1K8 | Plumbing Permit | Commercial | Renovation - Dwelling Unit(s) only | Completed | Commercial - UNIT #2200 - 22ND FLOOR - Demo existing sink and associated DCW/DHW piping. Cap sanitary plumbing at floor level. #2200 - 22nd floor Interior alterations to demolish non load-bearing partition walls on the 22nd floor (#2200) to create a shell office space in this existing commercial building. Separate permit(s) will be required for any tenant improvements to this space. | Fred Welsh Ltd
EP-2022-00386 | 2022-01-21 | 700 W GEORGIA STREET, Vancouver, BC V7Y 1K8 | Electrical Permit | Commercial | Tenant Improvement | Completed | Installation / Repair - Commercial - Office tenant improvement. Demo as required, lighting installation. Lighting controls. Power install branch wiring, receptacles and work stations. Class 2 wiring, voice and data. Mechanical connections as required. #900 and #980 - 9th floor (**T.I work to #980) Interior alterations to demise #980 into two units to be #900 and #980 and to provide improvements for the existing tenant in #980 in this existing commercial building on this site. Scope of work: construct new demising wall, partition walls, glazing partitions, doors, finishes, millwork, HVAC, lighting, electrical, mechanical and sprinkler work. TENANT: Conifex Timber Inc. | Sasco Contractors Ltd
SP-2022-00060 | 2022-01-20 | 700 W GEORGIA STREET, Vancouver, BC V7Y 1K8 | Sprinkler Permit | Commercial | Tenant Improvement | Completed | Commercial - 6 ADD AND RELOCATE SPRINKLER HEADS >BP: #900 and #980 - 9th floor (**T.I work to #980) Interior alterations to demise #980 into two units to be #900 and #980 and to provide improvements for the existing tenant in #980 in this existing commercial building on this site. Scope of work: construct new demising wall, partition walls, glazing partitions, doors, finishes, millwork, HVAC, lighting, electrical, mechanical and sprinkler work. TENANT: Conifex Timber Inc. Letters of Assurance submitted by: Schedule A and Architectural Schedule B, Danny Ka Wai Wong, Architect, ph: 604-773-2068 Mechanical Schedule B, Eric Cresswell, P.Eng., ph: 604-684-5995 Electrical Schedule B, Roger Dupuis, P.Eng., LEED AP, ph: 604-569-6500 Ok for field review as per R. Astorino - October 21, 2021 E4 - Retrofit Path: BOMA BESt (Path 2) - No Additional Upgrades Req'd Energy checklist is currently no longer required with your Building Permit (BP) application. Some supporting documents are still required at BP stage, specifically Envelope and HVAC, if applicable. Service Water Heating and Lighting supporting documents, if applicable, must be submitted with your related trades permits (e.g. electrical and plumbing). All energy upgrades will be checked during inspections stage. It is the applicant's responsibility to identify and note all required upgrades including energy upgrades on their BP drawings at BP stage. > *****This application does not include any of the following: 1. Not more than 20 sprinklers (add, relocate, or remove), 2. hydraulic calculations, 3. change in occupancy and /or hazard classification, 4. warehouse storage arrangements, 5. mobile compact storage arrangements, 6. alternative solutions, 7. changes to the sprinkler system supply piping (e.g. valves, mains, cross-mains, branch-lines, etc.), or 8. flexible sprinkler pipe. | Priority Fire Systems Ltd
PP-2022-00287 | NULL | 700 W GEORGIA STREET, Vancouver, BC V7Y 1K8 | Plumbing Permit | Commercial | Tenant Improvement | Withdrawn | Commercial - Demolition of existing domestic water lines. Installation of new DWV and domestic water lines for plumbing fixtures on levels 22 and 23 in the TD Tower. Also, the installation of a chilled water system for a new rooftop fluid cooler. This includes a backflow device on level 30. | SOMATIC HVAC SOLUTIONS LTD
SP-2022-00113 | 2022-04-19 | 700 W GEORGIA STREET, Vancouver, BC V7Y 1K8 | Sprinkler Permit | Commercial | Tenant Improvement | Completed | Commercial - BP: #2200 - 22nd Floor (full floor tenant) Sprinkler alterations to provide tenant improvements for a new full floor office tenant on the 22nd floor (#2200) in this existing commercial building on this site. TENANT: Answith Leasing Corporation | Priority Fire Systems Ltd
PP-2022-01104 | 2022-03-31 | 700 W GEORGIA STREET, Vancouver, BC V7Y 1K8 | Plumbing Permit | Commercial | Tenant Improvement | Completed | Commercial - Demolition of a sink and associated domestic water lines. Installation of a new sink and a domestic hot water tank, along with domestic water and DWV lines. >#2300 & #2301- 23rd floor (demised from #2300) Interior alterations to remove non load bearing partition walls and to demise full floor office tenant on the 23rd floor (#2300) into two units to be #2300 and #2301. Work to include tenant improvements to #2300 ONLY for the existing office tenant, building a common corridor and refinishing common lobby. Unit #2301 to remain as shell. Unit #2300 - existing tenant occupying 22nd and portion of 23rd floor. * Separate permit(s) required for any future tenant improvements to unit #2301. NOTE: related to AL-2021-00201 for interconnecting stair between 22nd and 23rd floors. >>>>Amend: Aug. 19th -Please add three backflow devices to this permit. They are under the new kitchen sink on this floor. | SOMATIC HVAC SOLUTIONS LTD
SP-2022-00440 | 2022-03-28 | 700 W GEORGIA STREET, Vancouver, BC V7Y 1K8 | Sprinkler Permit | Commercial | Tenant Improvement | Completed | Commercial - RELOCATE 7 SPRINKLER HEADS >BP: 22nd & 23rd floor - Common Washrooms Interior alterations to provide improvements to the washrooms on the 22nd & 23rd floors in this existing commercial building on this site. work to include: providing two accessible stalls on the 23rd floor, and replacement of all fixtures, stalls, finishes, lighting, sprinkler heads, electrical outlets, fire alarm speakers & doors on both floors. OK for field review per R.Rattray 9/27/2021 **********Notes: Energy trigger not required: BOMA BEST Building. DBI To determine onsite if Sprinkler Permit Required. Schedule A & Schedule B - Architectural: Danielle Lawson 604.754.5509 Schedule B - Mechanical: Eric Cresswell 604.684.5995 Schedule B - Electrical: Christopher Fontaine 604.569.6500 Energy checklist is currently no longer required with your Building Permit (BP) application. Some supporting documents are still required at BP stage, specifically Envelope and HVAC, if applicable. Service Water Heating and Lighting supporting documents, if applicable, must be submitted with your related trades permits (e.g. electrical and plumbing). All energy upgrades will be checked during inspections stage. It is the applicant’s responsibility to identify and note all required upgrades including energy upgrades on their BP drawings at BP stage. *****This application does not include any of the following: 1. Not more than 20 sprinklers (add, relocate, or remove), 2. hydraulic calculations, 3. change in occupancy and /or hazard classification, 4. warehouse storage arrangements, 5. mobile compact storage arrangements, 6. alternative solutions, 7. changes to the sprinkler system supply piping (e.g. valves, mains, cross-mains, branch-lines, etc.), or 8. flexible sprinkler pipe. | Priority Fire Systems Ltd
EP-2022-02777 | 2022-04-06 | 700 W GEORGIA STREET, Vancouver, BC V7Y 1K8 | Electrical Permit | Commercial | Tenant Improvement | Completed | Installation / Repair - Commercial - Provide and install receptacles for computers/office use and data drops for voice/data to existing walls. Install 30-amp twist-lock receptacle for Server power. Install (3) wireless access points for wifi Existing walls, lighting, power & data to remain. Amend: June 7, 2022 revise address to: 700 W. Georgia. Suite #980 | Sasco Contractors Ltd
PP-2022-01007 | 2022-04-26 | 700 W GEORGIA STREET, Vancouver, BC V7Y 1K8 | Plumbing Permit | Commercial | Tenant Improvement | Completed | Commercial - DWV and domestic water pipe modifications for the base building washrooms at TD Tower on Levels 22 and 23. 22nd & 23rd floor - Common Washrooms Interior alterations to provide improvements to the washrooms on the 22nd & 23rd floors in this existing commercial building on this site. work to include: providing two accessible stalls on the 23rd floor, and replacement of all fixtures, stalls, finishes, lighting, sprinkler heads, electrical outlets, fire alarm speakers & doors on both floors. | SOMATIC HVAC SOLUTIONS LTD
EP-2022-02197 | 2022-06-15 | 700 W GEORGIA STREET, Vancouver, BC V7Y 1K8 | Electrical Permit | Commercial | Renovation | Completed | Installation / Repair - Commercial - Extra low-voltage HVAC Class 2 >BP: #2300 & #2301- 23rd floor (demised from #2300) Interior alterations to remove non load bearing partition walls and to demise full floor office tenant on the 23rd floor (#2300) into two units to be #2300 and #2301. Work to include tenant improvements to #2300 ONLY for the existing office tenant, building a common corridor and refinishing common lobby. Unit #2301 to remain as shell. Unit #2300 - existing tenant occupying 22nd and portion of 23rd floor. * Separate permit(s) required for any future tenant improvements to unit #2301. NOTE: related to AL-2021-00201 for interconnecting stair between 22nd and 23rd floors. Letters of Assurance submitted by: Schedule A and Architectural Schedule B, Wojciech Brus, Architect, ph: 604-631-8270 Structural Schedule B by Dennis Gam, P.Eng. ph#604-738-0048. Structural Concept Review by, Margaret Hanway, P.Eng., ph: 604-738-0048 Mechanical and Plumbing Schedule B, Eric Cresswell, P.Eng., ph: 604-684-5995 Electrical Schedule B, Roger Dupuis, P.Eng., LEED AP, ph: 604-569-6500 OK for Field Review per R. Rattray, Jan. 25, 2022 E2 - Lighting - Upgrade to Bilevel Lighting Control (per 9.4.1.1 (d) of ASHRAE 90.1-2016) Energy checklist is currently no longer required with your Building Permit (BP) application. Some supporting documents are still required at BP stage, specifically Envelope and HVAC, if applicable. Service Water Heating and Lighting supporting documents, if applicable, must be submitted with your related trades permits (e.g. electrical and plumbing). All energy upgrades will be checked during inspections stage. It is the applicant's responsibility to identify and note all required upgrades including energy upgrades on their BP drawings at BP stage. | Control Solutions Ltd
EP-2022-02164 | 2022-03-18 | 700 W GEORGIA STREET, Vancouver, BC V7Y 1K8 | Electrical Permit | Commercial | Renovation | Completed | Installation / Repair - Commercial - Extra low voltage - HVAC Class 2 >BP: Interior alterations to provide tenant improvements for a new full floor office tenant on the 22nd floor (#2200) in this existing commercial building on this site. Scope of work: construct new partition walls, doors, new universal washroom, kitchenette, millwork, finishes, ceiling work, HVAC, lighting, card reader, electrical, plumbing, mechanical and sprinkler work. Related to BP-2021-04770 for interior demolition TENANT: Answith Leasing Corporation Letters of Assurance submitted by: Schedule A and Architectural Schedule B, Wojciech Brus, Architect, ph: 604-631-8270 Mechanical and Plumbing Schedule B, Eric Cresswell, P.Eng., ph: 604-684-5995 Electrical Schedule B, Roger Dupuis, P.Eng., LEED AP, ph: 604-569-6500 Building Sprinklered – Building inspector to determine on site if a separate sprinkler permit is required. OK for Field Review per K. Vogt - Nov 3, 2021 E2 - Lighting - Upgrade to Bilevel Lighting Control (per 9.4.1.1 (d) of ASHRAE 90.1-2016 Energy checklist is currently no longer required with your Building Permit (BP) application. Some supporting documents are still required at BP stage, specifically Envelope and HVAC, if applicable. Service Water Heating and Lighting supporting documents, if applicable, must be submitted with your related trades permits (e.g. electrical and plumbing). All energy upgrades will be checked during inspections stage. It is the applicant's responsibility to identify and note all required upgrades including energy upgrades on their BP drawings at BP stage. amendment Add SP required prior to completion 2022-01-24 | Control Solutions Ltd
EP-2022-02402 | 2022-03-29 | 700 W GEORGIA STREET, Vancouver, BC V7Y 1K8 | Electrical Permit | Commercial | Tenant Improvement | Completed | Installation / Repair - Commercial - Electrical work in washrooms on Level 22 and Level 23 - supply and install power and lighting for washrooms on Level 22 and Leve 23. See attached IFC drawings for details. >BP: 22nd & 23rd floor - Common Washrooms Interior alterations to provide improvements to the washrooms on the 22nd & 23rd floors in this existing commercial building on this site. work to include: providing two accessible stalls on the 23rd floor, and replacement of all fixtures, stalls, finishes, lighting, sprinkler heads, electrical outlets, fire alarm speakers & doors on both floors. | Harbourview Electric Ltd
SP-2022-00969 | 2022-07-31 | 700 W GEORGIA STREET, Vancouver, BC V7Y 1K8 | Sprinkler Permit | Commercial | Tenant Improvement | Completed | Commercial - #1600 - 16th floor (full floor) This permit has been issued to the 2019 VBBL and NFPA 13 2013 to return this space, as described below, to base building sprinkler coverage (relocate and remove sprinklers to ensure sprinkler coverage to the base building design, VBBL, and NFPA 13). (Insert building permit description) This application does not include any of the following: • hydraulic calculations, • change in occupancy and /or hazard classification, • storage arrangements (e.g. warehouse, mobile compact storage arrangements), • New alternative solutions and/or modifications to existing alternative solutions. • changes to the sprinkler system supply piping (e.g. valves, mains, cross-mains, branch-lines, etc.), or • flexible sprinkler pipe. Separate documents and application are required for the tenant improvement. | Viking Fire Protection Inc
SP-2022-00968 | 2022-07-31 | 700 W GEORGIA STREET, Vancouver, BC V7Y 1K8 | Sprinkler Permit | Commercial | Tenant Improvement | Completed | Commercial - #1200 - 12th floor This permit has been issued to the 2019 VBBL and NFPA 13 2013 to return this space, as described below, to base building sprinkler coverage (relocate and remove sprinklers to ensure sprinkler coverage to the base building design, VBBL, and NFPA 13). (Insert building permit description) This application does not include any of the following: • hydraulic calculations, • change in occupancy and /or hazard classification, • storage arrangements (e.g. warehouse, mobile compact storage arrangements), • New alternative solutions and/or modifications to existing alternative solutions. • changes to the sprinkler system supply piping (e.g. valves, mains, cross-mains, branch-lines, etc.), or • flexible sprinkler pipe. Separate documents and application are required for the tenant improvement. | Viking Fire Protection Inc
EP-2022-04613 | 2022-06-07 | 700 W GEORGIA STREET, Vancouver, BC V7Y 1K8 | Electrical Permit | Commercial | Tenant Improvement | Completed | Installation / Repair - Commercial - Take back to shell space -Scope – Make safe electrical for demolition back to shell space. Will be installing base building standard lighting in new t-bar grid throughout, install new controls to comply with ASHRAE, re-re Fire alarm and verify, provide convenience receptacles. Space will be a warm shell for new prospective tenants. >BP: Interior alterations to demolish non load-bearing partition walls on the 16th floor (#1600) to create a shell office space in this existing commercial building. Scope or work: remove all partition walls, doors, drop ceiling, millwork, finishes, electrical, mechanical, plumbing and sprinkler work. Separate permit(s) will be required for any tenant improvements to this space. Letters of Assurance submitted by: Schedule A and Architectural Schedule B, Danielle Lawson, Architect AIBC, ph: 604-754-5509 Mechanical and Plumbing Schedule B, Recep Ahmet Ozata, P.Eng., ph: 604-684-5995 Electrical Schedule B, Roger Dupuis, P.Eng., ph: 604-695-2701 Building Sprinklered - Separate sprinkler permit required for proposed work. OK for Field Review per A. Wroblewski Feb 25, 2022 Energy upgrade exempt: Interior demolition. OK per W. Wong. | Centre Electric Ltd
EP-2022-04611 | 2022-06-07 | 700 W GEORGIA STREET, Vancouver, BC V7Y 1K8 | Electrical Permit | Commercial | Tenant Improvement | Completed | Installation / Repair - Commercial - Take back to shell space -Make safe electrical for demolition back to shell space. Will be installing base building standard lighting in new t-bar grid throughout, install new controls to comply with ASHRAE, re-re Fire alarm and verify, provide convenience receptacles. >BP: Interior alterations to the 12th floor (#1200) to remove all non load bearing partition walls to return to shell space of this existing commercial building on this site. Scope: Complete demolition of existing interior partitions, millwork and finishes, removal of tenant signage, elevator lobby alterations to include new lobby wall panels, new millwork, electrical, plumbing and sprinkler work to suit. Letters of Assurance submitted: Schedule A & Architectural Schedule B, Daniel Lawson, Architect, AIBC. 604.754.5509 Electrical Schedule B, Roger Dupuis, P.Eng., 604.695.2701 Plumbing/Mechanical Schedule B, Eric Cresswell, P.Eng., 604.684.5995 Building Sprinklered – Separate sprinkler permit required for proposed sprinkler work. OK For Field Review per Kim V Apr 13/22 Separate permit(s) required for an future tenant improvements BOMA Best Certified building - NO ENERGY UPGRADES ARE REQUIRED Energy checklist is currently no longer required with your Building Permit (BP) application. Some supporting documents are still required at BP stage, specifically Envelope and HVAC, if applicable. Service Water Heating and Lighting supporting documents, if applicable, must be submitted with your related trades permits (e.g. electrical and plumbing). All energy upgrades will be checked during inspections stage. It is the applicant’s responsibility to identify and note all required upgrades including energy upgrades on their BP drawings at BP stage. | Centre Electric Ltd
EP-2022-03661 | 2022-05-09 | 700 W GEORGIA STREET, Vancouver, BC V7Y 1K8 | Electrical Permit | Commercial | Addition | Completed | Installation / Repair - Commercial - Electrical - Rough-in and installation of sound masking speakers and equipment - 18/2 Speaker rough in for (58) speakers - 18/2 shielded rough in for (12) sensors / zones - Supply 120V power to (2) Controllers - Supply power to (1) power supplies - Suspend and seismic speakers from aircraft cable - Installation of speakers - Setup and commission system >BP: Interior alterations to remove non load bearing partition walls and to demise full floor office tenant on the 23rd floor (#2300) into two units to be #2300 and #2301. Work to include tenant improvements to #2300 ONLY for the existing office tenant, building a common corridor and refinishing common lobby. Unit #2301 to remain as shell. Unit #2300 - existing tenant occupying 22nd and portion of 23rd floor. * Separate permit(s) required for any future tenant improvements to unit #2301. Letters of Assurance submitted by: Schedule A and Architectural Schedule B, Wojciech Brus, Architect, ph: 604-631-8270 Structural Schedule B by Dennis Gam, P.Eng. ph#604-738-0048. Structural Concept Review by, Margaret Hanway, P.Eng., ph: 604-738-0048 Mechanical and Plumbing Schedule B, Eric Cresswell, P.Eng., ph: 604-684-5995 Electrical Schedule B, Roger Dupuis, P.Eng., LEED AP, ph: 604-569-6500 OK for Field Review per R. Rattray, Jan. 25, 2022 E2 - Lighting - Upgrade to Bilevel Lighting Control (per 9.4.1.1 (d) of ASHRAE 90.1-2016) | TDR Electric Inc
EP-2022-03551 | 2022-05-05 | 700 W GEORGIA STREET, Vancouver, BC V7Y 1K8 | Electrical Permit | Commercial | Addition | Completed | Installation / Repair - Commercial - Electrical - Rough-in and installation of sound masking speakers and equipment - 18/2 Speaker rough in for (58) speakers - 18/2 shielded rough in for (12) sensors / zones - Supply 120V power to (2) Controllers - Supply power to (1) power supplies - Suspend and seismic speakers from aircraft cable - Installation of speakers - Setup and commission system >BP: Interior alterations to provide tenant improvements for a new full floor office tenant on the 22nd floor (#2200) in this existing commercial building on this site. Scope of work: construct new partition walls, doors, new universal washroom, kitchenette, millwork, finishes, ceiling work, HVAC, lighting, card reader, electrical, plumbing, mechanical and sprinkler work. Related to BP-2021-04770 for interior demolition TENANT: Answith Leasing Corporation Letters of Assurance submitted by: Schedule A and Architectural Schedule B, Wojciech Brus, Architect, ph: 604-631-8270 Mechanical and Plumbing Schedule B, Eric Cresswell, P.Eng., ph: 604-684-5995 Electrical Schedule B, Roger Dupuis, P.Eng., LEED AP, ph: 604-569-6500 E2 - Lighting - Upgrade to Bilevel Lighting Control (per 9.4.1.1 (d) of ASHRAE 90.1-2016 Energy checklist is currently no longer required with your Building Permit (BP) application. Some supporting documents are still required at BP stage, specifically Envelope and HVAC, if applicable. Service Water Heating and Lighting supporting documents, if applicable, must be submitted with your related trades permits (e.g. electrical and plumbing). All energy upgrades will be checked during inspections stage. It is the applicant's responsibility to identify and note all required upgrades including energy upgrades on their BP drawings at BP stage. | TDR Electric Inc
EP-2022-03607 | 2022-05-04 | 700 W GEORGIA STREET, Vancouver, BC V7Y 1K8 | Electrical Permit | Commercial | Tenant Improvement | Completed | Installation / Repair - Commercial - Level 23 Full Floor Tenant Improvement Interior alterations to provide TI for a new full floor office tenant on the 23rd floor in the existing commercial building on this site. Scope of work: lighting, card reader, electrical, and fire alarm work. >BP: Interior alterations to remove non load bearing partition walls and to demise full floor office tenant on the 23rd floor (#2300) into two units to be #2300 and #2301. Work to include tenant improvements to #2300 ONLY for the existing office tenant, building a common corridor and refinishing common lobby. Unit #2301 to remain as shell. Unit #2300 - existing tenant occupying 22nd and portion of 23rd floor. * Separate permit(s) required for any future tenant improvements to unit #2301. NOTE: related to AL-2021-00201 for interconnecting stair between 22nd and 23rd floors. Letters of Assurance submitted by: Schedule A and Architectural Schedule B, Wojciech Brus, Architect, ph: 604-631-8270 Structural Schedule B by Dennis Gam, P.Eng. ph#604-738-0048. Structural Concept Review by, Margaret Hanway, P.Eng., ph: 604-738-0048 Mechanical and Plumbing Schedule B, Eric Cresswell, P.Eng., ph: 604-684-5995 Electrical Schedule B, Roger Dupuis, P.Eng., LEED AP, ph: 604-569-6500 OK for Field Review per R. Rattray, Jan. 25, 2022 E2 - Lighting - Upgrade to Bilevel Lighting Control (per 9.4.1.1 (d) of ASHRAE 90.1-2016) | Harbourview Electric Ltd
EP-2022-03482 | 2022-04-29 | 700 W GEORGIA STREET, Vancouver, BC V7Y 1K8 | Electrical Permit | Commercial | Tenant Improvement | Completed | Installation / Repair - Commercial - cat 6A Communications cabling, fiber optic backbone and cat 3 analog backbone >BP: #2200 - 22nd Floor (full floor tenant) Interior alterations to provide tenant improvements for a new full floor office tenant on the 22nd floor (#2200) in this existing commercial building on this site. Scope of work: construct new partition walls, doors, new universal washroom, kitchenette, millwork, finishes, ceiling work, HVAC, lighting, card reader, electrical, plumbing, mechanical and sprinkler work. Related to BP-2021-04770 for interior demolition TENANT: Answith Leasing Corporation | Telecon Inc.
EP-2022-04035 | 2022-05-18 | 700 W GEORGIA STREET, Vancouver, BC V7Y 1K8 | Electrical Permit | Commercial | Tenant Improvement | Completed | Installation / Repair - Commercial - Low Voltage Audio Visual Cabling >BP: #2200 - 22nd Floor (full floor tenant) Interior alterations to provide tenant improvements for a new full floor office tenant on the 22nd floor (#2200) in this existing commercial building on this site. Scope of work: construct new partition walls, doors, new universal washroom, kitchenette, millwork, finishes, ceiling work, HVAC, lighting, card reader, electrical, plumbing, mechanical and sprinkler work. REVISION #1 - May 18/22 - revisions to Level 22 - to interconnected stair design, door swing from Elevator lobby, reflected ceiling & finishing plans for stair design, toilet location, add maglocks. (see BP-2021-06696 for L23) | AVI-SPL Canada Ltd
SP-2021-00838 | 2022-04-20 | 700 W GEORGIA STREET, Vancouver, BC V7Y 1K8 | Sprinkler Permit | Commercial | New | Completed | Commercial - For all sprinkler work to the 2019 VBBL and NFPA 13, 2013 to allow for the voluntary upgrade to provide sprinkler fire protection in the mechanical room on the 30th floor of this existing commercial building on this site. Notes: 1. Permit reviewed during COVID-19 pandemic. 2. Fire Protection Engineer of Record, Mr. Steven Lee, P.Eng. of Gisborne Design Services Ltd. T: (604) 520-7300. E: slee@gisborne.com 3. One set of approved drawings and permit to be available for viewing at the jobsite. | Gisborne Industrial Construction Ltd
EP-2024-00285 | 2024-01-17 | 700 W GEORGIA STREET, Vancouver, BC V7Y 1K8 | Electrical Permit | Commercial | Tenant Improvement | Issued | Installation / Repair - Commercial - -Remove existing lighting and make safe associated wiring -Install new lighting and EM lighting -Install new lighting controls to ASHRAE standards -Remove existing branch wiring and make safe associated wiring -Install branch circuits -Install distribution panels -Install 112.5 KVA XFMR -Install communication and electrical raceways | Sasco Contractors Ltd
PP-2024-00098 | 2024-01-22 | 700 W GEORGIA STREET, Vancouver, BC V7Y 1K8 | Plumbing Permit | Commercial | Tenant Improvement | Issued | Commercial - Install Fixtures >BP: #1200 - 12th floor Interior alterations to provide improvements for a new full floor office tenant on the 12th floor (#1200) of this existing commercial building. Scope of work: minor demo of doors and walls around entrances to shell office space. Install new partitions walls , doors, millwork, finishes, lighting for complete tenant fit out. Electrical, plumbing, sprinklers, HVAC to suit. | DAVIDSON BROS MECHANICAL CONTRACTORS
SP-2024-00029 | NULL | 700 W GEORGIA STREET, Vancouver, BC V7Y 1K8 | Sprinkler Permit | Commercial | Tenant Improvement | In Review | Commercial - Add, Relocated & Replaced Sprinkler Heads >BP: #1200 - 12th floor Interior alterations to provide improvements for a new full floor office tenant on the 12th floor (#1200) of this existing commercial building. Scope of work: minor demo of doors and walls around entrances to shell office space. Install new partitions walls , doors, millwork, finishes, lighting for complete tenant fit out. Electrical, plumbing, sprinklers, HVAC to suit. | Viking Fire Protection Inc
EP-2024-00308 | NULL | 700 W GEORGIA STREET, Vancouver, BC V7Y 1K8 | Electrical Permit | Commercial | Addition | Application Incomplete | Installation / Repair - Commercial - feeds for mechanical equipment (pumps and chillers) | Black & McDonald Limited
EP-2023-09595 | 2023-11-02 | 700 W GEORGIA STREET, Vancouver, BC V7Y 1K8 | Electrical Permit | Commercial | Tenant Improvement | Completed | Installation / Repair - Commercial - Lighting upgrade , replacement of HID to LED lights | MEK ENTERPRISES LTD
SP-2022-01491 | 2022-09-15 | 700 W GEORGIA STREET, Vancouver, BC V7Y 1K8 | Sprinkler Permit | Commercial | Tenant Improvement | Completed | Commercial - ADD 1 NEW SPRINKLER HEAD >BP: #630 - 6th Floor Interior alterations to provide tenant improvements to an existing office tenant on the 6th floor (#630) in this existing commercial building on the site. Scope of work: remove closet and add new full height 12mm glass wall with a new 3' x 8' glass door. * District Building Inspector to determine the following: - If a Structural Schedule B is required for glass wall. - If Special Sprinkler Inspection is required. OK for Field Review for Office TI E2 - Retrofit Path: BOMA BEST (Path 1) - No Additional Upgrades Req'd Energy checklist is currently no longer required with your Building Permit (BP) application. Some supporting documents are still required at BP stage, specifically Envelope and HVAC, if applicable. Service Water Heating and Lighting supporting documents, if applicable, must be submitted with your related trades permits (e.g. electrical and plumbing). All energy upgrades will be checked during inspections stage. It is the applicant's responsibility to identify and note all required upgrades including energy upgrades on their BP drawings at BP stage. >>*****This application does not include any of the following: 1. Not more than 20 sprinklers (add, relocate, or remove), 2. hydraulic calculations, 3. change in occupancy and /or hazard classification, 4. warehouse storage arrangements, 5. mobile compact storage arrangements, 6. alternative solutions, 7. changes to the sprinkler system supply piping (e.g. valves, mains, cross-mains, branch-lines, etc.), or 8. flexible sprinkler pipe. | Priority Fire Systems Ltd
EP-2022-07676 | 2022-09-14 | 700 W GEORGIA STREET, Vancouver, BC V7Y 1K8 | Electrical Permit | Commercial | Tenant Improvement | Completed | Installation / Repair - Commercial - Install cctv equipment >BP: #2300 & #2301- 23rd floor (demised from #2300) Interior alterations to remove non load bearing partition walls and to demise full floor office tenant on the 23rd floor (#2300) into two units to be #2300 and #2301. Work to include tenant improvements to #2300 ONLY for the existing office tenant, building a common corridor and refinishing common lobby. Unit #2301 to remain as shell. Unit #2300 - existing tenant occupying 22nd and portion of 23rd floor. * Separate permit(s) required for any future tenant improvements to unit #2301. NOTE: related to AL-2021-00201 for interconnecting stair between 22nd and 23rd floors. Letters of Assurance submitted by: Schedule A and Architectural Schedule B, Wojciech Brus, Architect, ph: 604-631-8270 Structural Schedule B by Dennis Gam, P.Eng. ph#604-738-0048. Structural Concept Review by, Margaret Hanway, P.Eng., ph: 604-738-0048 Mechanical and Plumbing Schedule B, Eric Cresswell, P.Eng., ph: 604-684-5995 Electrical Schedule B, Roger Dupuis, P.Eng., LEED AP, ph: 604-569-6500 | Hennox Technologies Inc
EP-2022-08202 | 2022-09-28 | 700 W GEORGIA STREET, Vancouver, BC V7Y 1K8 | Electrical Permit | Commercial | Tenant Improvement | Completed | Installation / Repair - Commercial - Tenant improvements BP: #950 - 9th Floor Interior alterations to provide tenant improvement for an existing office tenant on the 9th floor (#950) on this existing commercial building on this site. Scope of Work: Demolish existing partition walls, doors and frames and millwork. Construct interior walls to create offices and 1 big meeting room, new floor finish. Electrical, sprinkler and plumbing work to suit. TENANT: Mackenzie Investment | Western Pacific Enterprises Ltd
EP-2022-07518 | 2022-09-08 | 700 W GEORGIA STREET, Vancouver, BC V7Y 1K8 | Electrical Permit | Commercial | Renovation | Completed | Installation / Repair - Commercial - Cable pull for video conferencing equipment >BP: Interior alterations to remove non load bearing partition walls and to demise full floor office tenant on the 23rd floor (#2300) into two units to be #2300 and #2301. Work to include tenant improvements to #2300 ONLY for the existing office tenant, building a common corridor and refinishing common lobby. Unit #2301 to remain as shell. Unit #2300 - existing tenant occupying 22nd and portion of 23rd floor. * Separate permit(s) required for any future tenant improvements to unit #2301. NOTE: related to AL-2021-00201 for interconnecting stair between 22nd and 23rd floors. Letters of Assurance submitted by: Schedule A and Architectural Schedule B, Wojciech Brus, Architect, ph: 604-631-8270 Structural Schedule B by Dennis Gam, P.Eng. ph#604-738-0048. Structural Concept Review by, Margaret Hanway, P.Eng., ph: 604-738-0048 Mechanical and Plumbing Schedule B, Eric Cresswell, P.Eng., ph: 604-684-5995 Electrical Schedule B, Roger Dupuis, P.Eng., LEED AP, ph: 604-569-6500 OK for Field Review per R. Rattray, Jan. 25, 2022 E2 - Lighting - Upgrade to Bilevel Lighting Control (per 9.4.1.1 (d) of ASHRAE 90.1-2016) Energy checklist is currently no longer required with your Building Permit (BP) application. Some supporting documents are still required at BP stage, specifically Envelope and HVAC, if applicable. Service Water Heating and Lighting supporting documents, if applicable, must be submitted with your related trades permits (e.g. electrical and plumbing). All energy upgrades will be checked during inspections stage. It is the applicant's responsibility to identify and note all required upgrades including energy upgrades on their BP drawings at BP stage. | AVI-SPL Canada Ltd
EP-2022-06034 | 2022-07-29 | 700 W GEORGIA STREET, Vancouver, BC V7Y 1K8 | Electrical Permit | Commercial | Renovation | Completed | Installation / Repair - Commercial - cat 6 communications cabling, network set up >BP: #2200 - 22nd Floor (full floor tenant) Interior alterations to provide tenant improvements for a new full floor office tenant on the 22nd floor (#2200) in this existing commercial building on this site. Scope of work: construct new partition walls, doors, new universal washroom, kitchenette, millwork, finishes, ceiling work, HVAC, lighting, card reader, electrical, plumbing, mechanical and sprinkler work. REVISION #1 - May 18/22 - revisions to Level 22 - to interconnected stair design, door swing from Elevator lobby, reflected ceiling & finishing plans for stair design, toilet location, add maglocks. (see BP-2021-06696 for L23) | Telecon Inc.
SP-2022-01940 | 2022-11-21 | 700 W GEORGIA STREET, Vancouver, BC V7Y 1K8 | Sprinkler Permit | Commercial | Tenant Improvement | Completed | Commercial - Add and relocate sprinkler heads for tenant improvement. >BP: #950 - 9th Floor Interior alterations to provide tenant improvement for an existing office tenant on the 9th floor (#950) on this existing commercial building on this site. Scope of Work: Demolish existing partition walls, doors and frames and millwork. Construct interior walls to create offices and 1 big meeting room, new floor finish. Electrical, sprinkler and plumbing work to suit. TENANT: Mackenzie Investment *****This application does not include any of the following: 1. Not more than 20 sprinklers (add, relocate, or remove), 2. hydraulic calculations, 3. change in occupancy and /or hazard classification, 4. warehouse storage arrangements, 5. mobile compact storage arrangements, 6. alternative solutions, 7. changes to the sprinkler system supply piping (e.g. valves, mains, cross-mains, branch-lines, etc.), or 8. flexible sprinkler pipe. | Priority Fire Systems Ltd
EP-2023-04504 | 2023-05-24 | 700 W GEORGIA STREET, Vancouver, BC V7Y 1K8 | Electrical Permit | Commercial | Tenant Improvement | Completed | Installation / Repair - Commercial - Relocate 2 heat detectors and 2 FA speakers from existing ceiling tile to new ceiling tile. >BP: Interior alterations to provide tenant improvement for an existing office tenant on the 9th floor (#950) on this existing commercial building on this site. Scope of Work: Demolish existing partition walls, doors and frames and millwork. Construct interior walls to create offices and 1 big meeting room, new floor finish. Electrical, sprinkler and plumbing work to suit. TENANT: Mackenzie Investment Letters of Assurance submitted: Schedule A & Architectural Schedule B letter by Mary Joann Zulueta, Architect, AIBC, 403.618.6078 Electrical Schedule B by Roger Dupuis, P.Eng., 604.569.6500 Mechanical Schedule B by Eric Cresswell, P.Eng., 604-684-5995 Building Sprinklered – Separate sprinkler permit required for proposed sprinkler work. OK for field review per J. Zhang July 4, 2022 E2 - Lighting - Upgrade to Local Control (per 9.4.1.1.(a) of ASHRAE 90.1-2016) Energy checklist is currently no longer required with your Building Permit (BP) application. Some supporting documents are still required at BP stage, specifically Envelope and HVAC, if applicable. Service Water Heating and Lighting supporting documents, if applicable, must be submitted with your related trades permits (e.g. electrical and plumbing). All energy upgrades will be checked during inspections stage. It is the applicant’s responsibility to identify and note all required upgrades including energy upgrades on their BP drawings at BP stage. | Western Pacific Enterprises Ltd
EP-2023-05872 | 2023-07-12 | 700 W GEORGIA STREET, Vancouver, BC V7Y 1K8 | Electrical Permit | Commercial | Tenant Improvement | Completed | Installation / Repair - Commercial - Move existing lighting locations and replace fixtures. Wire new receptacles and ethernet. Replace exit sign >BP: #D059A Interior alterations to provide improvements for existing retail tenant "Purdy Chocolatier" at CRU D059A in this existing commercial building. Scope of work: Remove/replace existing millwork, flooring, electrical, replacing existing HWT and plumbing, finishes, and interior signage TENANT: Purdy's Chocolatier | REDISON ELECTRIC LTD
EP-2023-00618 | 2023-01-26 | 700 W GEORGIA STREET, Vancouver, BC V7Y 1K8 | Electrical Permit | Commercial | Tenant Improvement | Completed | Installation / Repair - Commercial - Pulling of low voltage cable for Audio visual work >BP: #950 - 9th Floor Interior alterations to provide tenant improvement for an existing office tenant on the 9th floor (#950) on this existing commercial building on this site. Scope of Work: Demolish existing partition walls, doors and frames and millwork. Construct interior walls to create offices and 1 big meeting room, new floor finish. Electrical, sprinkler and plumbing work to suit. | AVI-SPL Canada Ltd
EP-2023-00943 | 2023-02-03 | 700 W GEORGIA STREET, Vancouver, BC V7Y 1K8 | Electrical Permit | Commercial | Renovation | Completed | Installation / Repair - Commercial - sign connection to existing power -this is for interior signs only | R N D Holdings Ltd
EP-2023-01676 | 2023-02-28 | 700 W GEORGIA STREET, Vancouver, BC V7Y 1K8 | Electrical Permit | Commercial | Addition | Completed | Installation / Repair - Commercial - Extra Low Voltage security system - Installation of three card reader doors on 14th floor | Tyco Integrated Fire & Security Canada Inc/Tyco Feu Et Securite Integres Canada Inc
EP-2023-03440 | 2023-04-21 | 700 W GEORGIA STREET, Vancouver, BC V7Y 1K8 | Electrical Permit | Commercial | Tenant Improvement | Completed | Installation / Repair - Commercial - Demo (including making safe all electrical). Lighting - supply and install as per luminaire schedule. Lighting Control - installation to accommodate new lighting. >Permit Amendment Sep 22, 2023 -Lighting Compliance -Attachment L *Document(s) uploaded to "Application Documents" tab for Electrical Inspector review. Documents are at pending status at time of permit amendment approval >BP: 11th floor - Elevator Lobby/ Common Corridor Interior alterations to provide improvements to the Elevator lobby and common corridor on the 11th floor of this existing commercial building. Scope of work: replacement of walls, ceiling, flooring, finishes, ceiling mounted fixtures and controls. Letters of Assurance submitted: - Schedule A by Danielle Lawson, Architect, AIBC. ph#604.754.5509 - Architectural Scheudle B by Danielle Lawson, Architect, AIBC. ph#604.754.5509. Building Sprinklered - Separate sprinkler permit required for proposed sprinkler work. Energy checklist is currently no longer required with your Building Permit (BP) application. Some supporting documents are still required at BP stage, specifically Envelope and HVAC, if applicable. Service Water Heating and Lighting supporting documents, if applicable, must be submitted with your related trades permits (e.g. electrical and plumbing). | Sasco Contractors Ltd
SP-2023-00641 | 2023-04-13 | 700 W GEORGIA STREET, Vancouver, BC V7Y 1K8 | Sprinkler Permit | Commercial | Tenant Improvement | Completed | Commercial - Relocate sprinkler heads for elevator lobby and corridor renovation. >BP: 11th floor - Elevator Lobby/ Common Corridor Interior alterations to provide improvements to the Elevator lobby and common corridor on the 11th floor of this existing commercial building. Scope of work: replacement of walls, ceiling, flooring, finishes, ceiling mounted fixtures and controls. *****This application does not include any of the following: 1. Not more than 20 sprinklers (add, relocate, or remove), 2. hydraulic calculations, 3. change in occupancy and /or hazard classification, 4. warehouse storage arrangements, 5. mobile compact storage arrangements, 6. alternative solutions, 7. changes to the sprinkler system supply piping (e.g. valves, mains, cross-mains, branch-lines, etc.), or 8. flexible sprinkler pipe | Priority Fire Systems Ltd
EP-2023-03247 | 2023-04-18 | 700 W GEORGIA STREET, Vancouver, BC V7Y 1K8 | Electrical Permit | Commercial | Addition | Completed | Installation / Repair - Commercial - Installation of 18/2 Speaker (4 )additional speakers | TDR Electric Inc
EP-2023-03257 | NULL | 701 W GEORGIA STREET, Vancouver, BC V7Y 1K8 | Electrical Permit | Commercial | Tenant Improvement | Withdrawn | Installation / Repair - Commercial - Pulling some new low voltage cables and installing a AV rack for client | Vancity Electric Inc
SP-2023-00642 | 2023-04-13 | 701 W GEORGIA STREET, Vancouver, BC V7Y 1K8 | Sprinkler Permit | Commercial | Tenant Improvement | Completed | Commercial - For sprinkler system alterations to the 2019 VBBL and NFPA 13, 2013 for the tenant improvements to provide interior alterations to demolish 17th floor vacant full floor office space and return to shell and to provide improvements to the elevator lobby in this existing commercial building. Existing copper pipe to be replaced with steel. Engineer of Record: Dan Wong 778-847-0572 denveng7@gmail.com | Priority Fire Systems Ltd
EP-2023-03255 | 2023-04-17 | 701 W GEORGIA STREET, Vancouver, BC V7Y 1K8 | Electrical Permit | Commercial | Tenant Improvement | Completed | Installation / Repair - Commercial - Pulling cables and installation of AV rack. >BP: #D0002B & #D0003 - "D" Lower Mall Level To divide unit D0002B on the lower level of Pacific Centre mall into 2 units (#D0002B and #D0003), and to provide tenant improvements to both Retail Store units for the two new tenants. Scope of work includes new storefront, finishes, interior walls and ceilings. New Tenants: #D0002B - Garage #D0003 - Dynamite >>Amend: April 19th -add unit D0002B to this permit as well so it matches the building permit. Also the amount of work would be double so can you double my permit fee as well. | Vancity Electric Inc
EP-2023-03433 | 2023-04-20 | 701 W GEORGIA STREET, Vancouver, BC V7Y 1K8 | Electrical Permit | Commercial | Tenant Improvement | Completed | Installation / Repair - Commercial - Supply and install lighting, lighting controls, exit signs and FA speakers. >BP: #1700 - 17th floor (full floor) Interior alterations to demolish 17th floor vacant full floor office space and return to shell and to provide improvements to the elevator lobby in this existing commercial building. Scope of work: demo tenant space to return to shell for future tenant. New elevator lobby finishes & ceiling, ceiling mounted devices & fixtures in shell space. Letters of Assurance submitted: - Schedule A by Danielle Lawson, Architect AIBC. Ph#604.754.5509 - Architectural Schedule B by Danielle Lawson, Architect AIBC. Ph#604.754.5509. - Electrical Schedule B by Chris Fontaine, P.Eng. 604.687.1800.(x2026) - Mech/Plumbing Schedule B by Eric Cresswell, P.Eng. 604.684.5995 | Blueline Electrical Services Ltd
EP-2023-03565 | 2023-04-26 | 701 W GEORGIA STREET, Vancouver, BC V7Y 1K8 | Electrical Permit | Commercial | Renovation | Completed | Installation / Repair - Commercial - Lighting control upgrades | Western Pacific Enterprises Ltd
PP-2023-01481 | 2023-04-28 | 701 W GEORGIA STREET, Vancouver, BC V7Y 1K8 | Plumbing Permit | Commercial | Renovation | Completed | Commercial - Removation of Cazba grill. One hot water tank, one DCVA, 3 RPBA, 1 mop sink, four floor drains, three sinks >BP: (FC-010) Interior alterations to unit FC-010 in the food court on Level D of this existing retail building to provide tenant improvements for a new tenant (Cazba Persian Grill) retail food Kiosk. Notes: - Part 11 upgrade to levels F1, S2, N1, A2 and E2 - Class 1 cooking operation - This permit has been reviewed under the requirement of VBBL #12511 (2019) | G2 Mechanical Ltd
EP-2023-03709 | 2023-04-28 | 701 W GEORGIA STREET, Vancouver, BC V7Y 1K8 | Electrical Permit | Commercial | Renovation | Completed | Installation / Repair - Commercial - Replacement of ballasts/drivers; one-for-one luminaire replacement. >Permit Amendment Sep 22, 2023 -Attachment L -Lighting compliance *Document(s) uploaded to "Application Documents" tab for Electrical Inspector review. Documents are at pending status at time of permit amendment approval | Sasco Contractors Ltd
SP-2023-00497 | 2023-06-16 | 701 W GEORGIA STREET, Vancouver, BC V7Y 1K8 | Sprinkler Permit | Commercial | Tenant Improvement | Completed | Commercial - For sprinkler system alterations to the 2019 VBBL and NFPA 13, 2013 for the tenant improvements to provide interior alterations to retail unit#G030 on the upper level of this existing retail (Pacific Center Building). Notes: 1 - Engineer of Record: Liang Xin Peng; 604-324-7122; lpeng@vikingfire.ca 2 - Storage Arrangements for Rolling Storage Racks - Table 13.2.1 of NFPA 13, 2016 Class IV Commodities to Ordinary Hazard Group 2 – 8'-0" rolling rack storage with a maximum storage height of 8'-0" to top of storage for Class IV Commodities and 5'-0" for Group A Plastics. Maintain a minimum of 18" between top of storage and sprinkler, and 6" rubber stoppers to be installed between rolling shelves to maintain a gap of 6" between the shelving. Sprinkler system for the rolling storage rack storage (compact mobile storage) is designed to Ordinary Hazard Group 2 as outlined in Table 13.2.1 of NFPA 13, 2016. Sprinkler density of 0.2 USgpm/sq.ft. Sprinkler heads within the storage areas are quick response pendents with a K-factor of K = 5.6, temperature of 155°F, and a maximum sprinkler coverage area of 100 sq. ft. per sprinkler. | Viking Fire Protection Inc
SP-2023-00489 | 2023-06-15 | 701 W GEORGIA STREET, Vancouver, BC V7Y 1K8 | Sprinkler Permit | Commercial | Tenant Improvement | Completed | Commercial - For sprinkler system alterations to the 2019 VBBL and NFPA 13, 2013 for the tenant improvements to divide unit D0002B on the lower level of Pacific Centre mall into 2 units (#D0002B and #D0003), and to provide tenant improvements to both Retail Store units for the two new tenants. Engineer of Record: Liang Xin Peng 604-324-7122 lpeng@vikingfire.ca | Viking Fire Protection Inc
SP-2023-00490 | NULL | 701 W GEORGIA STREET, Vancouver, BC V7Y 1K8 | Sprinkler Permit | Commercial | Tenant Improvement | Withdrawn | Commercial - UNIT D0003 - LOWER MALL LEVEL - Add & Relocated Sprinkler Heads >BP: #D0002B & #D0003 - "D" Lower Mall Level To divide unit D0002B on the lower level of Pacific Centre mall into 2 units (#D0002B and #D0003), and to provide tenant improvements to both Retail Store units for the two new tenants. Scope of work includes new storefront, finishes, interior walls and ceilings. New Tenants: #D0002B - Garage #D0003 - Dynamite | Viking Fire Protection Inc
PP-2023-00976 | 2023-03-22 | 701 W GEORGIA STREET, Vancouver, BC V7Y 1K8 | Plumbing Permit | Commercial | Tenant Improvement | Completed | Commercial - • Supply plumbing to below slab • Venting and water lines in walls and ceiling • Supply and install plumbing fixtures as per speck • Supply hot water tank complete with seismic on tank • To supply Drinking fountain as per speck • We shall supply all plumbing fixtures as per specks on drawings • We have allowed for camera work >BP: #D0002B & #D0003 - "D" Lower Mall Level To divide unit D0002B on the lower level of Pacific Centre mall into 2 units (#D0002B and #D0003), and to provide tenant improvements to both Retail Store units for the two new tenants. Scope of work includes new storefront, finishes, interior walls and ceilings. New Tenants: #D0002B - Garage #D0003 - Dynamite | Ange's Plumbing Ltd
EP-2023-02388 | 2023-03-21 | 701 W GEORGIA STREET, Vancouver, BC V7Y 1K8 | Electrical Permit | Commercial | New | Completed | Installation / Repair - Commercial - We installing a wall mounted IT cabinet and placing 21 data drops >BP: R124 - Lower Mall Level Interior alterations to provide improvements for a new retail tenant in the lower mall level (R124) in this existing commercial building. Scope of work: construct new partition walls, doors, lighting, millwork, flooring, finishes, new storefront, electrical and plumbing work. Revision #1: to add one accessible washroom at back of house and increase the permit fees from $405,000 to $408,800. Feb. 3, 2023 mlh TENANT: Michael Kors | CaTech Systems Ltd
EP-2023-02190 | 2023-03-15 | 701 W GEORGIA STREET, Vancouver, BC V7Y 1K8 | Electrical Permit | Commercial | Tenant Improvement | Completed | Installation / Repair - Commercial - Installing wireless security system. >BP: Interior alterations to provide improvements for a new retail tenant in the lower mall level (R124) in this existing commercial building. Scope of work: construct new partition walls, doors, lighting, millwork, flooring, finishes, new storefront, electrical and plumbing work. Revision #1: to add one accessible washroom at back of house and increase the permit fees from $405,000 to $408,800. Feb. 3, 2023 mlh TENANT: Michael Kors Letters of Assurance submitted by: Schedule A and Architectural Schedule B, Renato A.L. Balbi, Architect, ph: 403-253-2853 Mechanical, Plumbing and Electrical Schedule B, Jason A. Huffman, P.Eng., ph: 614-839-4639 E2 Upgrade Lighting - Upgrade to incorporate Scheduled Shutoff (per 9.1.1Ii) of ASHRAE 90.1-2016) Energy checklist is currently no longer required with your Building Permit (BP) application. Some supporting documents are still required at BP stage, specifically Envelope and HVAC, if applicable. Service Water Heating and Lighting supporting documents, if applicable, must be submitted with your related trades permits (e.g. electrical and plumbing). All energy upgrades will be checked during inspections stage. It is the applicant’s responsibility to identify and note all required upgrades including energy upgrades on their BP drawings at BP stage. | Installteam Electronic Contractors Inc
NULL | NULL | 701 W GEORGIA STREET, Vancouver, BC V7Y 1K8 | Electrical Permit | Commercial | Tenant Improvement | Withdrawn | Installation / Repair - Commercial - Hook up Interior Signage to the existing power | Top's Lighting (2003) Ltd
EP-2023-02215 | 2023-03-16 | 701 W GEORGIA STREET, Vancouver, BC V7Y 1K8 | Electrical Permit | Commercial | Tenant Improvement | Completed | Installation / Repair - Commercial - Hooking up Interior Signage to the existing power | Top's Lighting (2003) Ltd
EP-2023-01675 | 2023-02-28 | 701 W GEORGIA STREET, Vancouver, BC V7Y 1K8 | Electrical Permit | Commercial | Addition | Completed | Installation / Repair - Commercial - Extra Low Voltage security system – card reader door add-on to an existing PAC Centre LNL system. | Tyco Integrated Fire & Security Canada Inc/Tyco Feu Et Securite Integres Canada Inc
PP-2023-00591 | 2023-02-21 | 701 W GEORGIA STREET, Vancouver, BC V7Y 1K8 | Plumbing Permit | Commercial | Renovation | Completed | Commercial - UNIT #225 - 2ND FLOOR - Relocate kitchen sink, add drinking fountain >BP: #225, #230, #235 - 2nd Floor (demised from #225) Interior alterations on the 2nd floor unit #225 providing tenant improvements to this existing office space in this existing commercial building. Scope of work: Remove existing partitions and doors to build new walls, doors, relocate kitchenette and provide electrical work. REVISION #1 - Feb. 8/23 mk - Add the demising of unit #225 into 3 units (to be #225, #230 & #235) - Update plans to show correct placement of corridor doors. | Meridian West Mechanical Ltd
SP-2023-00370 | 2023-03-02 | 701 W GEORGIA STREET, Vancouver, BC V7Y 1K8 | Sprinkler Permit | Commercial | Renovation | Completed | Commercial - Interior Sprinkler Renovations >BP: (FC-010) Interior alterations to unit FC-010 in the food court on Level D of this existing retail building to provide tenant improvements for a new tenant (Cazba Persian Grill) retail food Kiosk. *****This application does not include any of the following: 1. Not more than 20 sprinklers (add, relocate, or remove), 2. hydraulic calculations, 3. change in occupancy and /or hazard classification, 4. warehouse storage arrangements, 5. mobile compact storage arrangements, 6. alternative solutions, 7. changes to the sprinkler system supply piping (e.g. valves, mains, cross-mains, branch-lines, etc.), or 8. flexible sprinkler pipe. | Troy Life & Fire Safety Limited Protection Incendia Troyu Ltee
SP-2023-00432 | 2023-04-25 | 701 W GEORGIA STREET, Vancouver, BC V7Y 1K8 | Sprinkler Permit | Commercial | Tenant Improvement | Completed | Commercial - For sprinkler system alterations to the 2019 VBBL and NFPA 13, 2013 for the tenant improvements to provide interior alterations for a new retail tenant in the lower mall level (R124) in this existing commercial building. Engineer of Record: Liang Xin Peng 604-324-7122 lpeng@vikingfire.ca | Viking Fire Protection Inc
SP-2023-00209 | 2023-02-03 | 701 W GEORGIA STREET, Vancouver, BC V7Y 1K8 | Sprinkler Permit | Commercial | Tenant Improvement | Completed | Commercial - UNIT #225 - 2ND FLOOR - Relocate sprinkler heads for tenant improvement. >BP: #225 - 2nd Floor Interior alterations on the 2nd floor unit #225 providing tenant improvements to this existing office space in this existing commercial building. Scope of work: Remove existing partitions and doors to build new walls, doors, relocate kitchenette and provide electrical work. *****This application does not include any of the following: 1. Not more than 20 sprinklers (add, relocate, or remove), 2. hydraulic calculations, 3. change in occupancy and /or hazard classification, 4. warehouse storage arrangements, 5. mobile compact storage arrangements, 6. alternative solutions, 7. changes to the sprinkler system supply piping (e.g. valves, mains, cross-mains, branch-lines, etc.), or 8. flexible sprinkler pipe. | Priority Fire Systems Ltd
EP-2023-00846 | 2023-02-02 | 701 W GEORGIA STREET, Vancouver, BC V7Y 1K8 | Electrical Permit | Commercial | Renovation | Completed | Installation / Repair - Commercial - Renovation - Receptacle wiring, Emergency light wiring and lighting - relocated receptacles only. >BP: #1460 -14th Floor (#1460 expanding to #1470) Interior alterations on the 14th floor for an existing office tenant to expand unit to #1470 (retaining #1460) and provide tenant improvements in this existing commercial Building. Scope of work: Remove a portion of the demising wall to create an opening between #1470 & #1460. Construct new partitions for new offices, new flooring and some electrical work. TENANT: Stirling LLP Building Sprinklered – Building inspector to determine on site if a separate sprinkler permit is required. Energy checklist is currently no longer required with your Building Permit (BP) application. Some supporting documents are still required at BP stage, specifically Envelope and HVAC, if applicable. Service Water Heating and Lighting supporting documents, if applicable, must be submitted with your related trades permits (e.g. electrical and plumbing). All energy upgrades will be checked during inspections stage. It is the applicant’s responsibility to identify and note all required upgrades including energy upgrades on their BP drawings at BP stage. | Vantech Electric Ltd
EP-2023-00595 | 2023-01-25 | 701 W GEORGIA STREET, Vancouver, BC V7Y 1K8 | Electrical Permit | Commercial | Tenant Improvement | Completed | Installation / Repair - Commercial - Install of lighting, emergency lighting, lighting control, conduit & wire only for voice/data, receptacles, switches, line voltage equipment connections, new distribution panel and modification & reverification of existing fire alarm system. >BP: R124 - Lower Mall Level Interior alterations to provide improvements for a new retail tenant in the lower mall level (R124) in this existing commercial building. Scope of work: construct new partition walls, doors, lighting, millwork, flooring, finishes, new storefront, electrical and plumbing work. TENANT: Michael Kors Letters of Assurance submitted by: Schedule A and Architectural Schedule B, Renato A.L. Balbi, Architect, ph: 403-253-2853 Mechanical, Plumbing and Electrical Schedule B, Jason A. Huffman, P.Eng., ph: 614-839-4639 E2 Upgrade Lighting - Upgrade to incorporate Scheduled Shutoff (per 9.1.1Ii) of ASHRAE 90.1-2016) | Accurate Electric Ltd.
PP-2023-00416 | 2023-02-09 | 701 W GEORGIA STREET, Vancouver, BC V7Y 1K8 | Plumbing Permit | Commercial | Tenant Improvement | Completed | Commercial - • To supply and install all below and above rough in plumbing • To supply plumbing fixtures as per spec • To supply hot water unit as spec'd >BP: R124 - Lower Mall Level Interior alterations to provide improvements for a new retail tenant in the lower mall level (R124) in this existing commercial building. Scope of work: construct new partition walls, doors, lighting, millwork, flooring, finishes, new storefront, electrical and plumbing work. AMEND: MAR 21/2023 Please add one backflow (WATTS 007 Double Check Valve) to protect the Bottle Filler | Ange's Plumbing Ltd
EP-2023-01128 | 2023-02-16 | 701 W GEORGIA STREET, Vancouver, BC V7Y 1K8 | Electrical Permit | Commercial | Tenant Improvement | Completed | Installation / Repair - Commercial - Redemise suite 225 and make it into 3 units. Separate power and lighting for each unit, install master switch, exit sign and power for mechanical unit & HWT. >BP: #225 - 2nd Floor (demising into #225, #2??, #2??) Interior alterations on the 2nd floor unit #225 providing tenant improvements to this existing office space in this existing commercial building. Scope of work: Remove existing partitions and doors to build new walls, doors, relocate kitchenette and provide electrical work. REVISION #1 - Feb. 8/23 mk - Add the demising of unit #225 into 3 units (to be #225,#2?? & #2??) - Update plans to show correct placement of corridor doors. Building Sprinklered – Building inspector to determine on site if a separate sprinkler permit is required. Energy Upgrade: E4 - Lighting - Upgrade all Lighting Controls (per 9.4.1.1 of ASHRAE 90.1-2016) Ok for Field Review as per Kirat Kang - September 28, 2022 | Blueline Electrical Services Ltd
EP-2023-05792 | 2023-06-27 | 701 W GEORGIA STREET, Vancouver, BC V7Y 1K8 | Electrical Permit | Commercial | Renovation | Issued | Installation / Repair - Commercial - Panel Relocation; Branch wiring (Convivence and dedicated); Floor boxes; Lighting; Lighting Controls; Exit/EM; Electrical connections to mechanical equipment; Cat 6 Data drops. >BP: 9th, 11th, 12th, & 16th floor - #1200 Interior alterations to provide improvements for this existing multi floor office tenant on the 9th, 11th, 12th, and 16th floors in this existing commercial building. Scope of work: demo and construction to select areas of the 9th,11th, 12th & 16th floors, including millwork, and finishes. Electrical, plumbing, mechanical sprinklers to suit. NOTE: * Reception on the 12th floor (#1200) Letters of Assurance submitted: - Schedule A by Glenn Roethlingshoefer, Architect, AIBC. Ph#604.631.4544. - Architectural Schedule B by Glenn Roethlingshoefer, Architect, AIBC. - Electrical Schedule B by Roger Dupuis, P.Eng., LEED AP. ph#604.569.6500 - Mech/Plumbing Schedule B by E.F Cresswell, P.eng. ph#604.684.5995. Energy checklist is currently no longer required with your Building Permit (BP) application. Some supporting documents are still required at BP stage, specifically Envelope and HVAC, if applicable. Service Water Heating and Lighting supporting documents, if applicable, must be submitted with your related trades permits (e.g. electrical and plumbing). | Leading Edge Electric Inc
EP-2023-06068 | 2023-07-06 | 701 W GEORGIA STREET, Vancouver, BC V7Y 1K8 | Electrical Permit | Commercial | Tenant Improvement | Completed | Installation / Repair - Commercial - Install audio system. >BP: CRU#G030 (upper level) Interior alterations to provide tenant improvements to retail unit#G030 on the upper level of this existing retail (Pacific Center Building). New tenant: Alo Yoga Canada, Inc. OK for field review as per A. Patterson Mar 21st, 2023. Energy checklist is currently no longer required with your Building Permit application. Some supporting documents are still required at BP stage, specifically Envelope and HVAC, if applicable. Service Water Heating and Lighting supporting documents, if applicable, must be submitted with your related trade’s permits (e.g. electrical and plumbing). Building is sprinklered, a separate sprinkler permit is required for all related work. No translucent or opaque film, artwork, posters, shelving, display cases or similar elements are to be installed on or directly outside or inside of the approved glazing frontages and windows. A separate sign permit is required. | Grimes & White Electrical Services Ltd.
PP-2023-02788 | 2023-08-08 | 701 W GEORGIA STREET, Vancouver, BC V7Y 1K8 | Plumbing Permit | Commercial | Tenant Improvement | Completed | Commercial - D008 - LOWER LEVEL MALL - PLUMBING: • Lay out for plumbing lines. • All water lines to be in copper and insulated. • All above and below plumbing lines. • Supply and install hot water tank complete with expansion tank and Seismic. • Supply and install plumbing fixtures as noted on drawings. >BP: #D008 - Lower Level Mall Interior alterations to provide improvements for a new retail tenant on the lower level (#D008) of this existing Pacific Center Mall building. Scope of work: Demolish walls, ceilings, doors, millwork, flooring, shelving, light fixtures. Construct new walls for fitting rooms, new washroom, HVAC, electrical, plumbing and sprinkler work. | Ange's Plumbing Ltd
SP-2023-01365 | 2023-09-06 | 701 W GEORGIA STREET, Vancouver, BC V7Y 1K8 | Sprinkler Permit | Commercial | Tenant Improvement | Completed | Commercial - For sprinkler system alterations to the 2019 VBBL and NFPA 13, 2013 for the tenant improvements to provide interior alterations for a new retail tenant on the lower level (#D008) of this existing Pacific Center Mall building Notes: 1 - Engineer of Record: Ian Mackay; 604-792-7714; ian.mackay@mfpe.ca 2 - Storage Arrangements for Rolling Storage Racks - 8'-0" rolling rack storage with a maximum storage height of 8'-0" to top of storage for Class IV Commodities. Minimum of 18" to be maintained between top of storage and sprinkler, and 3" rubber stoppers to be installed between rolling shelves to maintain a gap of 3" between the shelving. Sprinkler system for the rolling storage rack storage (compact mobile storage) is designed to OHG2 as outlined in Table 13.2.1 of NFPA 13, 2013. Sprinkler density of 0.2 USgpm/sq.ft. over 1500 sq.ft. Sprinkler heads within the storage areas are quick response uprights with a K-factor of K = 5.6, temperature of 155°F, and a maximum sprinkler coverage area of 130 sq. ft. per sprinkler. Revision #1 - 23-09-20 Dropped ceiling added in stockroom; sprinkler heads changed from uprights to pendents. | Viking Fire Protection Inc
SP-2023-01399 | 2023-08-01 | 701 W GEORGIA STREET, Vancouver, BC V7Y 1K8 | Sprinkler Permit | Commercial | Tenant Improvement | Completed | Commercial - Add and Relocated Sprinkler Heads >BP: 10th floor - #1200 Interior alterations to provide improvements for this existing multi-floor office tenant on the 10th floor (#1200) in this existing commercial building. Scope of work: select demo/construction of partition walls, doors, millwork, finishes, & mechanical, electrical and plumbing to suit. * Reception on 12th floor * Existing interconnecting stairs *****This application does not include any of the following: 1. Not more than 20 sprinklers (add, relocate, or remove), 2. hydraulic calculations, 3. change in occupancy and /or hazard classification, 4. warehouse storage arrangements, 5. mobile compact storage arrangements, 6. alternative solutions, 7. changes to the sprinkler system supply piping (e.g. valves, mains, cross-mains, branch-lines, etc.), or 8. flexible sprinkler pipe. | Viking Fire Protection Inc
SP-2023-01398 | 2023-08-01 | 701 W GEORGIA STREET, Vancouver, BC V7Y 1K8 | Sprinkler Permit | Commercial | Tenant Improvement | Issued | Commercial - Add and Relocated Sprinkler Heads >BP: 9th, 11th, 12th, & 16th floor - #1200 Interior alterations to provide improvements for this existing multi floor office tenant on the 9th, 11th, 12th, and 16th floors in this existing commercial building. Scope of work: demo and construction to select areas of the 9th,11th, 12th & 16th floors, including millwork, and finishes. Electrical, plumbing, mechanical sprinklers to suit. NOTE: * Reception on the 12th floor (#1200) *****This application does not include any of the following: 1. Not more than 20 sprinklers (add, relocate, or remove), 2. hydraulic calculations, 3. change in occupancy and /or hazard classification, 4. warehouse storage arrangements, 5. mobile compact storage arrangements, 6. alternative solutions, 7. changes to the sprinkler system supply piping (e.g. valves, mains, cross-mains, branch-lines, etc.), or 8. flexible sprinkler pipe. | Viking Fire Protection Inc
EP-2023-06575 | NULL | 701 W GEORGIA STREET, Vancouver, BC V7Y 1K8 | Electrical Permit | Commercial | Tenant Improvement | Withdrawn | Installation / Repair - Commercial - Install signs DYNAMITE & two light boxes. Hook ups by others | Northstar Signs 2016 Ltd
EP-2023-06573 | 2023-07-20 | 701 W GEORGIA STREET, Vancouver, BC V7Y 1K8 | Electrical Permit | Commercial | Tenant Improvement | Completed | Installation / Repair - Commercial - Install signs one GARAGE & two interior light boxes. >BP: #D0002B & #D0003 - "D" Lower Mall Level To divide unit D0002B on the lower level of Pacific Centre mall into 2 units (#D0002B and #D0003), and to provide tenant improvements to both Retail Store units for the two new tenants. Scope of work includes new storefront, finishes, interior walls and ceilings. REVISION #1: - To provide structural drawings - Suite #D0002B (Garage): *Add rear exit vestibule *Change back stockroom layout *Change storefront - Suite #D0003 (Dynamite): *Change storefront layout *Change back stockroom layout *Change storefront B.Wong - June 2/23 New Tenants: #D0002B - Garage #D0003 - Dynamite Ok for field review per A. Patterson - Sep 15/22 | Northstar Signs 2016 Ltd
EP-2023-06478 | 2023-07-18 | 701 W GEORGIA STREET, Vancouver, BC V7Y 1K8 | Electrical Permit | Commercial | Renovation | Completed | Installation / Repair - Commercial - Installation of extra low-voltage (HVAC Controls). >BP: #D0002B & #D0003 - "D" Lower Mall Level To divide unit D0002B on the lower level of Pacific Centre mall into 2 units (#D0002B and #D0003), and to provide tenant improvements to both Retail Store units for the two new tenants. Scope of work includes new storefront, finishes, interior walls and ceilings. REVISION #1: - To provide structural drawings - Suite #D0002B (Garage): *Add rear exit vestibule *Change back stockroom layout *Change storefront - Suite #D0003 (Dynamite): *Change storefront layout *Change back stockroom layout *Change storefront B.Wong - June 2/23 New Tenants: #D0002B - Garage #D0003 - Dynamite Ok for field review per A. Patterson - Sep 15/22 | Control Solutions Ltd
EP-2023-06454 | 2023-07-18 | 701 W GEORGIA STREET, Vancouver, BC V7Y 1K8 | Electrical Permit | Commercial | Tenant Improvement | Completed | Installation / Repair - Commercial - Tenant improvement of new retail clothing store Psycho Bunny. Installation of light fixtures, exit and emergency devices, branch circuits & receptacles, conduit infrastructure for low voltage, data, comms cable. Relocate fire alarm devices (existing system). Install a circuit c/w junction box and disconnect at the store front interior. >BP: #D008 - Lower Level Mall Interior alterations to provide improvements for a new retail tenant on the lower level (#D008) of this existing Pacific Center Mall building. Scope of work: Demolish walls, ceilings, doors, millwork, flooring, shelving, light fixtures. Construct new walls for fitting rooms, new washroom, HVAC, electrical, plumbing and sprinkler work. TENANT: Psycho Bunny Letters of Assurance submitted: Schedule A and Architectural Schedule B by Renato Balbi, Architect, AIBC., 403.253.2853 Electrical Schedule B by Gabriel Jean, P.Eng., 450.671.3131 Plumbing/Mechanical Schedule B by Mathieu Tremblay, P.Eng., 450.671.3131 Building Sprinklered – Separate sprinkler permit required for proposed sprinkler work. Energy checklist is currently no longer required with your Building Permit (BP) application. Some supporting documents are still required at BP stage, specifically Envelope and HVAC, if applicable. Service Water Heating and Lighting supporting documents, if applicable, must be submitted with your related trades permits (e.g. electrical and plumbing). | Charles Richard Pawluk o/a United Electrical Systems Ltd
PP-2023-02514 | 2023-07-18 | 701 W GEORGIA STREET, Vancouver, BC V7Y 1K8 | Plumbing Permit | Commercial | Tenant Improvement | Completed | Commercial - tenant improvement 7 GPM GI - dipper well >BP: #D059A Interior alterations to provide improvements for existing retail tenant "Purdy Chocolatier" at CRU D059A in this existing commercial building. Scope of work: Remove/replace existing millwork, flooring, electrical, replacing existing HWT and plumbing, finishes, and interior signage TENANT: Purdy's Chocolatier | Paton Plumbing Worx Inc
EP-2023-04545 | 2023-05-24 | 701 W GEORGIA STREET, Vancouver, BC V7Y 1K8 | Electrical Permit | Commercial | Tenant Improvement | Completed | Installation / Repair - Commercial - Demolition, Mechanical Power Only, Fire Alarm, LV Data/Comm, Lighting, Emergency Lighting, Distribution Existing, General Power. >BP: CRU#G030 (upper level) Interior alterations to provide tenant improvements to retail unit#G030 on the upper level of this existing retail (Pacific Center Building). New tenant: Alo Yoga Canada, Inc. OK for field review as per A. Patterson Mar 21st, 2023. Energy checklist is currently no longer required with your Building Permit application. Some supporting documents are still required at BP stage, specifically Envelope and HVAC, if applicable. Service Water Heating and Lighting supporting documents, if applicable, must be submitted with your related trade’s permits (e.g. electrical and plumbing). Building is sprinklered, a separate sprinkler permit is required for all related work. No translucent or opaque film, artwork, posters, shelving, display cases or similar elements are to be installed on or directly outside or inside of the approved glazing frontages and windows. A separate sign permit is required. | Kato Electrical Inc
EP-2023-04031 | 2023-05-09 | 701 W GEORGIA STREET, Vancouver, BC V7Y 1K8 | Electrical Permit | Commercial | Tenant Improvement | Completed | Installation / Repair - Commercial - Tenant Improvement -Electrical Scope of work: New front of house lighting, receptacles, data/tel, exhaust hood, fire alarm verification. No electrical structural work. * Hazard Assessment checked, May 15 RMN >BP: (FC-010) Interior alterations to unit FC-010 in the food court on Level D of this existing retail building to provide tenant improvements for a new tenant (Cazba Persian Grill) retail food Kiosk. Notes: - Part 11 upgrade to levels F1, S2, N1, A2 and E2 - Class 1 cooking operation - This permit has been reviewed under the requirement of VBBL #12511 (2019) | Brodan Industries Ltd.
PP-2023-01980 | 2023-06-05 | 701 W GEORGIA STREET, Vancouver, BC V7Y 1K8 | Plumbing Permit | Commercial | Tenant Improvement | Completed | Commercial - Plumbing system for retail store >BP: CRU#G030 (upper level) Interior alterations to provide tenant improvements to retail unit#G030 on the upper level of this existing retail (Pacific Center Building). | Meridian West Mechanical Ltd
EP-2023-05728 | 2023-06-27 | 701 W GEORGIA STREET, Vancouver, BC V7Y 1K8 | Electrical Permit | Commercial | Renovation | Completed | Installation / Repair - Commercial - Relocate electrical panel; Branch wiring dedicated and convivence receptacles; Floor boxes; Supply and install lighting; lighting controls; exit/em; Fire alarm; CAT 6 DATA drops. >BP: Interior alterations to provide improvements for this existing multi-floor office tenant on the 10th floor (#1200) in this existing commercial building. Scope of work: select demo/construction of partition walls, doors, millwork, finishes, & mechanical, electrical and plumbing to suit. * Reception on 12th floor * Existing interconnecting stairs Letters of Assurance submitted: - Schedule A by Glenn Roethlingshoefer, Architect, AIBC. Ph#604.631.4544. - Architectural Schedule B by Glenn Roethlingshoefer, Architect, AIBC. - Electrical Schedule B by Roger Dupuis, P.Eng., LEED AP. ph#604.569.6500 - Mech/Plumbing Schedule B by E.F Cresswell, P.eng. ph#604.684.5995. Energy checklist is currently no longer required with your Building Permit (BP) application. Some supporting documents are still required at BP stage, specifically Envelope and HVAC, if applicable. Service Water Heating and Lighting supporting documents, if applicable, must be submitted with your related trades permits (e.g. electrical and plumbing). | Leading Edge Electric Inc
EP-2023-05376 | 2023-06-20 | 701 W GEORGIA STREET, Vancouver, BC V7Y 1K8 | Electrical Permit | Commercial | Tenant Improvement | Issued | Installation / Repair - Commercial - Replace the Lighting Busway at 701 W. Georgia. | Mott Electric General Partnership
EP-2023-05049 | 2023-06-07 | 701 W GEORGIA STREET, Vancouver, BC V7Y 1K8 | Electrical Permit | Commercial | Addition | Completed | Installation / Repair - Commercial - PREWIRE AND INSTALL CCTV | Tri-Star Security Inc
EP-2022-09240 | 2022-10-31 | 701 W GEORGIA STREET, Vancouver, BC V7Y 1K8 | Electrical Permit | Commercial | Tenant Improvement | Completed | Installation / Repair - Commercial - Terminations of Cat5e cables for cameras >BP: D050 - Lower level Interior alterations to provide tenant improvements to this existing retail space unit D050 on the lower level for a new retail tenant in this existing commercial building. Scope of work to include: recladding the storefront with new entry door, new partitions to suit new layout, finishes, fixtures, hvac, sprinkler lighting Schedule A and B Architectural - Kamal Paul - 604.568.6060 Schedule B Mechanical/Plumbing - Qing Ping Zhang - 905.946.4260 Schedule B Electrical - Zhao Hui Guo - 905.946.4260 Tenant: Ray-Ban Building Sprinklered – Separate sprinkler permit required for sprinkler work E2 - Lighting - Upgrade to incorporate Scheduled Shutoff (per 9.4.1.1.(i) of ASHRAE 90.1-2016) Ok for field review as per Jamie Zhang, Jan.4/22 | Tri-Tech Communications Ltd
EP-2022-08512 | 2022-10-14 | 701 W GEORGIA STREET, Vancouver, BC V7Y 1K8 | Electrical Permit | Commercial | Tenant Improvement | Completed | Installation / Repair - Commercial - Install energy box device (power logger) to measure draw and energy consumption in Sephora | Grimes & White Electrical Services Ltd.
EP-2023-00043 | 2023-01-04 | 701 W GEORGIA STREET, Vancouver, BC V7Y 1K8 | Electrical Permit | Commercial | NULL | Expired | Annual / Operating - ANNUAL OPERATING PERMIT RENEWAL FOR EP-2022-00358 VALID JAN 16/2023 TO JAN 15/2024 | CoV Annual Electrical Permits
EP-2023-00426 | 2023-01-18 | 701 W GEORGIA STREET, Vancouver, BC V7Y 1K8 | Electrical Permit | Commercial | Tenant Improvement | Completed | Installation / Repair - Commercial - Tenant Improvement, Lighting, Receptacles, Data/Tel, Fire Alarm >BP: #D0002B & #D0003 - "D" Lower Mall Level To divide unit D0002B on the lower level of Pacific Centre mall into 2 units (#D0002B and #D0003), and to provide tenant improvements to both Retail Store units for the two new tenants. Scope of work includes new storefront, finishes, interior walls and ceilings. New Tenants: #D0002B - Garage #D0003 - Dynamite | Brodan Industries Ltd.
SP-2022-02024 | 2022-12-06 | 701 W GEORGIA STREET, Vancouver, BC V7Y 1K8 | Sprinkler Permit | Commercial | Tenant Improvement | Completed | Commercial - Sprinkler head adds and deletes >#1460 -14th Floor (#1460 expanding to #1470) Interior alterations on the 14th floor for an existing office tenant to expand unit to #1470 (retaining #1460) and provide tenant improvements in this existing commercial Building. Scope of work: Remove a portion of the demising wall to create an opening between #1470 & #1460. Construct new partitions for new offices, new flooring and some electrical work. TENANT: Stirling LLP Building Sprinklered – Building inspector to determine on site if a separate sprinkler permit is required. Energy checklist is currently no longer required with your Building Permit (BP) application. Some supporting documents are still required at BP stage, specifically Envelope and HVAC, if applicable. Service Water Heating and Lighting supporting documents, if applicable, must be submitted with your related trades permits (e.g. electrical and plumbing). All energy upgrades will be checked during inspections stage. It is the applicant’s responsibility to identify and note all required upgrades including energy upgrades on their BP drawings at BP stage. *****This application does not include any of the following: 1. Not more than 20 sprinklers (add, relocate, or remove), 2. hydraulic calculations, 3. change in occupancy and /or hazard classification, 4. warehouse storage arrangements, 5. mobile compact storage arrangements, 6. alternative solutions, 7. changes to the sprinkler system supply piping (e.g. valves, mains, cross-mains, branch-lines, etc.), or 8. flexible sprinkler pipe. | Troy Life & Fire Safety Limited Protection Incendia Troyu Ltee
SP-2022-01143 | 2022-12-06 | 701 W GEORGIA STREET, Vancouver, BC V7Y 1K8 | Sprinkler Permit | Commercial | Renovation | Completed | Commercial - #D031 Sprinkler alterations to provide improvements for a new retail tenant at retail unit #D031 on the lower mall level of this commercial building on this site. Letter of Professional Judgement re: Modular Mobile Shelving Syst. - (Accepted 2022Nov21 - K.Lau) - see file for details. | Viking Fire Protection Inc
EP-2022-06118 | 2022-07-22 | 701 W GEORGIA STREET, Vancouver, BC V7Y 1K8 | Electrical Permit | Commercial | Renovation | Completed | Installation / Repair - Commercial - Installation and connection of 58 WiFi WAPs. Please note: Cabling installation is by Others, Plan Group is only responsible for terminating and connecting to devices. CRU #G060 - Levels 1, 2 and 3 Interior and Exterior alteration to provide First TI for a new retail unit consists of 3 storeys. Work includes exterior finish materials, non-structural partitions, ceilings, finishes, furniture, and related HVAC, electrical, and plumbing work. Structural frame and shell/core work are by Landlord under separate permit. | Plan Group Inc
EP-2022-06359 | NULL | 701 W GEORGIA STREET, Vancouver, BC V7Y 1K8 | Electrical Permit | Commercial | Renovation | Withdrawn | Installation / Repair - Commercial - Installation of CCTV, Intrusion Alarm and Access Control inside of new Shaw Retail Store within Pacific Centre >R127 Interior alterations to provide improvements for new retail tenant in this existing commercial building. Scope of work includes: -Construction of new interior partition walls. -Installation of new dropped ceiling to conceal mechanical ducting (as shown on architectural section on A2.00). -Relocation of mechanical ducting vents to coordinate with architectural RCP. -Installation of new retail millwork. REVISION #1: Change of Contractor from Deborah Lewin & Nilton Tavares to Pagliaro Projects Ltd. July 7, 2022 (EV) TENANT: Shaw Communications Corp. OK For Field Review per Kim V - Oct 22/21 | Stanley Black and Decker Canada Corporation
SP-2022-01174 | 2022-07-22 | 701 W GEORGIA STREET, Vancouver, BC V7Y 1K8 | Sprinkler Permit | Commercial | Tenant Improvement | Completed | Commercial - Relocate and Replace D050 - Lower level Interior alterations to provide tenant improvements to this existing retail space unit D050 on the lower level for a new retail tenant in this existing commercial building. Scope of work to include: recladding the storefront with new entry door, new partitions to suit new layout, finishes, fixtures, hvac, sprinkler lighting *****This application does not include any of the following: 1. Not more than 20 sprinklers (add, relocate, or remove), 2. hydraulic calculations, 3. change in occupancy and /or hazard classification, 4. warehouse storage arrangements, 5. mobile compact storage arrangements, 6. alternative solutions, 7. changes to the sprinkler system supply piping (e.g. valves, mains, cross-mains, branch-lines, etc.), or 8. flexible sprinkler pipe. | Viking Fire Protection Inc
EP-2022-06476 | 2022-08-03 | 701 W GEORGIA STREET, Vancouver, BC V7Y 1K8 | Electrical Permit | Commercial | Tenant Improvement | Completed | Installation / Repair - Commercial - Installation of CCTV , Intrusion alarm & access control (NO MAG LOCKS) >BP: R127 Interior alterations to provide improvements for new retail tenant in this existing commercial building. Scope of work includes: -Construction of new interior partition walls. -Installation of new dropped ceiling to conceal mechanical ducting (as shown on architectural section on A2.00). -Relocation of mechanical ducting vents to coordinate with architectural RCP. -Installation of new retail millwork. REVISION #1: Change of Contractor from Deborah Lewin & Nilton Tavares to Pagliaro Projects Ltd. July 7, 2022 (EV) TENANT: Shaw Communications Corp. | Euro Vision Security Solutions Inc
PP-2022-02098 | 2022-06-20 | 701 W GEORGIA STREET, Vancouver, BC V7Y 1K8 | Plumbing Permit | Commercial | Renovation | Completed | Commercial - Remove fixtures and replace with new. minor re-re of piping >BP: 17th Floor - Common Washrooms Interior alterations to provide improvements to the common washrooms on the 17th floor in this existing commercial building. Scope of work: remove/construct toilet partition walls, doors, plumbing fixtures, millwork, finishes, lighting, electrical, plumbing and sprinkler work. | Meridian West Mechanical Ltd
EP-2022-05356 | 2022-06-24 | 701 W GEORGIA STREET, Vancouver, BC V7Y 1K8 | Electrical Permit | Commercial | Tenant Improvement | Completed | Installation / Repair - Commercial - New power, lighting, data cabling, and fire alarm modifications as per Electrical Drawings. security wiring by others -We have bonding of the data rack Feeder is 45KVA 600V to 120/208V 3phase 4wire. 125Amp >BP: Interior alterations to provide improvements for new retail tenant in this existing commercial building. Scope of work includes: -Construction of new interior partition walls. -Installation of new dropped ceiling to conceal mechanical ducting (as shown on architectural section on A2.00). -Relocation of mechanical ducting vents to coordinate with architectural RCP. -Installation of new retail millwork. TENANT: Shaw Communications Corp. OK For Field Review per Kim V - Oct 22/21 | Wynn's Electrical Contractors Ltd
EP-2022-05359 | 2022-06-23 | 701 W GEORGIA STREET, Vancouver, BC V7Y 1K8 | Electrical Permit | Commercial | New | Completed | Installation / Repair - Commercial - INSTALLATION OF EXTRA LOW VOLTAGE CAMERA SYSTEM INCLUDING 9 X AVIGILON CAMERAS, 1 X AVIGILON VIDEO APPLIANCE, 1 X UPS, 1 X MONITOR, 1 X 5 PORT POE SWITCH | ADT Security Services Canada Inc
EP-2022-05355 | 2022-06-23 | 701 W GEORGIA STREET, Vancouver, BC V7Y 1K8 | Electrical Permit | Commercial | Renovation | Completed | Installation / Repair - Commercial - Extra Low Voltage Control wiring for one new space temperature sensor and relocation of another space temperature sensor. | ESC Automation Inc
EP-2022-05645 | 2022-07-06 | 701 W GEORGIA STREET, Vancouver, BC V7Y 1K8 | Electrical Permit | Commercial | Tenant Improvement | Completed | Installation / Repair - Commercial - Existing RayBan store. New TI. Replace old fixtures, fittings, wiring, lighting with new. -There is sign work to be completed by the SIGN vendor under a separate permit. Trademark will provide electrical connection point via a junction box accessible in the ceiling space. We will not be connecting the sign or installing. >BP: Interior alterations to provide tenant improvements to this existing retail space unit D050 on the lower level for a new retail tenant in this existing commercial building. Scope of work to include: recladding the storefront with new entry door, new partitions to suit new layout, finishes, fixtures, hvac, sprinkler lighting Schedule A and B Architectural - Kamal Paul - 604.568.6060 Schedule B Mechanical/Plumbing - Qing Ping Zhang - 905.946.4260 Schedule B Electrical - Zhao Hui Guo - 905.946.4260 Tenant: Ray-Ban Building Sprinklered – Separate sprinkler permit required for sprinkler work E2 - Lighting - Upgrade to incorporate Scheduled Shutoff (per 9.4.1.1.(i) of ASHRAE 90.1-2016) Ok for field review as per Jamie Zhang, Jan.4/22 | Trademark Electrical Contractors Inc
EP-2022-07521 | 2022-09-27 | 701 W GEORGIA STREET, Vancouver, BC V7Y 1K8 | Electrical Permit | Commercial | Tenant Improvement | Completed | Installation / Repair - Commercial - Supply and install conduit, connectrac, and power No structural support, no walls being built so no building permit is required. | Sasco Contractors Ltd
EP-2022-06850 | 2022-08-16 | 701 W GEORGIA STREET, Vancouver, BC V7Y 1K8 | Electrical Permit | Commercial | Renovation | Cancelled | Installation / Repair - Commercial - 17TH FLOOR - Re-re existing to suit new layout for man/womens common washrooms on 17th floor. 17th Floor - Common Washrooms Interior alterations to provide improvements to the common washrooms on the 17th floor in this existing commercial building. Scope of work: remove/construct toilet partition walls, doors, plumbing fixtures, millwork, finishes, lighting, electrical, plumbing and sprinkler work. AMEND; AUG 26/2022 This was a mistake we are looking to close this electrical permit as it is a duplicate. We have already pulled a permit for this scope of work, the application was submitted in error. | BC West Electric Ltd
PP-2022-02843 | 2022-08-18 | 701 W GEORGIA STREET, Vancouver, BC V7Y 1K8 | Plumbing Permit | Commercial | Tenant Improvement | Completed | Commercial - • To supply plumbing rough in for below slab • To supply plumbing rough in for above slab • To supply mop sink, floor drains, trap primers, toilet, and sinks • Hot water tank complete with seismic on tank • Demo as needed >BP: #D031 - lower level mall Interior alterations to provide improvements for a new retail tenant at retail unit #D031 on the lower mall level of this commercial building on this site. TENANT: Oak and Fort REVISION #1 - Revised A000- Cover sheet and A004-Code Plan (no change to scope of work. ) - HWT relocation due to site conditions affecting sheets TM-1.2 & TE-1.2. Aug.10, 2022 mk | Ange's Plumbing Ltd
EP-2022-06971 | 2022-08-22 | 701 W GEORGIA STREET, Vancouver, BC V7Y 1K8 | Electrical Permit | Commercial | Tenant Improvement | Completed | Installation / Repair - Commercial - New Tenant Improvement for retail clothing store -Demo of previous existing electrical systems. relocate existing electrical panels.Install new track and pot lighting. Install new exits/emergency lights. Install outlets for cash desk ,wall display lights, signs, convenience outlet, back of house outlets etc. Includes fire alarm alteration and new devices, includes data cabling/extra low voltage wire/prewire installations. -only installing junction box and appropriate circuitry for the signage company to do their installation BP: > Interior alterations to provide improvements for a new retail tenant at retail unit #D031 on the lower mall level of this commercial building on this site. TENANT: Oak and Fort REVISION #1 - Revised A000- Cover sheet and A004-Code Plan (no change to scope of work. ) - HWT relocation due to site conditions affecting sheets TM-1.2 & TE-1.2. Aug.10, 2022 mk Okay for DTI Processing by Wayland W. May 25, 2022. | Trademark Electrical Contractors Inc
NULL | NULL | 701 W GEORGIA STREET, Vancouver, BC V7Y 1K8 | Electrical Permit | Commercial | Tenant Improvement | Draft | Installation / Repair - Commercial - New Tenant Improvement of retail store | Trademark Electrical Contractors Inc
EP-2022-08221 | 2022-10-03 | 701 W GEORGIA STREET, Vancouver, BC V7Y 1K8 | Electrical Permit | Commercial | Tenant Improvement | Completed | Installation / Repair - Commercial - Install 3 receptacles and run 1 circuit | Marcel Electric Inc
EP-2022-07787 | 2022-09-16 | 701 W GEORGIA STREET, Vancouver, BC V7Y 1K8 | Electrical Permit | Commercial | Tenant Improvement | Completed | Installation / Repair - Commercial - Install audio system >BP: D050 - Lower level Interior alterations to provide tenant improvements to this existing retail space unit D050 on the lower level for a new retail tenant in this existing commercial building. Scope of work to include: recladding the storefront with new entry door, new partitions to suit new layout, finishes, fixtures, hvac, sprinkler lighting Schedule A and B Architectural - Kamal Paul - 604.568.6060 Schedule B Mechanical/Plumbing - Qing Ping Zhang - 905.946.4260 Schedule B Electrical - Zhao Hui Guo - 905.946.4260 Tenant: Ray-Ban Building Sprinklered – Separate sprinkler permit required for sprinkler work E2 - Lighting - Upgrade to incorporate Scheduled Shutoff (per 9.4.1.1.(i) of ASHRAE 90.1-2016) | Grimes & White Electrical Services Ltd.
EP-2023-09700 | 2023-11-06 | 701 W GEORGIA STREET, Vancouver, BC V7Y 1K8 | Electrical Permit | Commercial | Tenant Improvement | Completed | Installation / Repair - Commercial - G060: Installation of (3) FA relay's for three mag-locks on floors : 1, 2 & 3. Branch circuit wiring from relay down to maglock, Fire alarm verification. Additionaly, minor security work to install (3) push to exit devices, (3) request to exit & (1) master key switch. >BP: CRU #G060 - Levels 1, 2 and 3 Interior and Exterior alteration to provide First TI for a new retail unit consists of 3 storeys. Work includes exterior finish materials, non-structural partitions, ceilings, finishes, furniture, and related HVAC, electrical, and plumbing work. Structural frame and shell/core work are by Landlord under separate permit. This permit has been reviewed under the 2019 Vancouver Building By-law (#12511). Reviewed during the 2020 pandemic crisis. Stage 1 - CP First TI - issued April 7, 2021 Revision 1 - Change of CRP - issued November 8, 2022 | Houle Electric Limited
EP-2023-09603 | 2023-11-03 | 701 W GEORGIA STREET, Vancouver, BC V7Y 1K8 | Electrical Permit | Commercial | Renovation | Completed | Installation / Repair - Commercial - to supply 120V, 20A dedicated power to new service lift. local disconnect complete with auxiliary contacts Supply and install 1x new dedicated analog line for service lift. The service lift is an existing wheelchair lift. They are removing it and installing a newer model. | Sasco Contractors Ltd
EP-2023-09610 | 2023-11-09 | 701 W GEORGIA STREET, Vancouver, BC V7Y 1K8 | Electrical Permit | Commercial | NULL | Issued | Annual / Operating - Computer Data Centre, Servers, 120/208V circuits primarily. | J A Electric Inc
EP-2023-09328 | 2023-10-16 | 701 W GEORGIA STREET, Vancouver, BC V7Y 1K8 | Electrical Permit | Commercial | Tenant Improvement | Completed | Installation / Repair - Commercial - Low voltage installation of security alarm and CCTV system. >BP: #D008 - Lower Level Mall Interior alterations to provide improvements for a new retail tenant on the lower level (#D008) of this existing Pacific Center Mall building. Scope of work: Demolish walls, ceilings, doors, millwork, flooring, shelving, light fixtures. Construct new walls for fitting rooms, new washroom, HVAC, electrical, plumbing and sprinkler work. TENANT: Psycho Bunny Letters of Assurance submitted: Schedule A and Architectural Schedule B by Renato Balbi, Architect, AIBC., 403.253.2853 Electrical Schedule B by Gabriel Jean, P.Eng., 450.671.3131 Plumbing/Mechanical Schedule B by Mathieu Tremblay, P.Eng., 450.671.3131 Building Sprinklered – Separate sprinkler permit required for proposed sprinkler work. Energy checklist is currently no longer required with your Building Permit (BP) application. Some supporting documents are still required at BP stage, specifically Envelope and HVAC, if applicable. Service Water Heating and Lighting supporting documents, if applicable, must be submitted with your related trades permits (e.g. electrical and plumbing). | Telus Custom Security Systems Inc
EP-2023-09324 | 2023-10-16 | 701 W GEORGIA STREET, Vancouver, BC V7Y 1K8 | Electrical Permit | Commercial | Renovation | Completed | Installation / Repair - Commercial - Demo of electrical in existing walls from offices being removed. >BP: #200 - 2nd Floor Interior alterations to provide tenant improvements to this existing general office on the 2nd floor (#200) of this existing commercial building on site. Scope of work: Demolish select partitions to make an open concept, sprinkler and electrical work to suit. Building Sprinklered – Separate sprinkler permit required for proposed sprinkler work. Energy checklist is currently no longer required with your Building Permit (BP) application. Some supporting documents are still required at BP stage, specifically Envelope and HVAC, if applicable. Service Water Heating and Lighting supporting documents, if applicable, must be submitted with your related trades permits (e.g. electrical and plumbing). | Adanac Electric Ltd
PP-2023-03518 | 2023-10-05 | 701 W GEORGIA STREET, Vancouver, BC V7Y 1K8 | Plumbing Permit | Commercial | Tenant Improvement | Completed | Commercial - New office reno - same tenant >BP: 10th floor - #1200 Interior alterations to provide improvements for this existing multi-floor office tenant on the 10th floor (#1200) in this existing commercial building. Scope of work: select demo/construction of partition walls, doors, millwork, finishes, & mechanical, electrical and plumbing to suit. * Reception on 12th floor * Existing interconnecting stairs | PACIFIC FLO MECHANICAL
PP-2023-03544 | 2023-10-13 | 701 W GEORGIA STREET, Vancouver, BC V7Y 1K8 | Plumbing Permit | Commercial | Tenant Improvement | Issued | Commercial - Office renovation Level 9 and16 only Same tenant >BP: 9th, 11th, 12th, & 16th floor - #1200 Interior alterations to provide improvements for this existing multi floor office tenant on the 9th, 11th, 12th, and 16th floors in this existing commercial building. Scope of work: demo and construction to select areas of the 9th,11th, 12th & 16th floors, including millwork, and finishes. Electrical, plumbing, mechanical sprinklers to suit. NOTE: * Reception on the 12th floor (#1200) Letters of Assurance submitted: - Schedule A by Glenn Roethlingshoefer, Architect, AIBC. Ph#604.631.4544. - Architectural Schedule B by Glenn Roethlingshoefer, Architect, AIBC. - Electrical Schedule B by Roger Dupuis, P.Eng., LEED AP. ph#604.569.6500 - Mech/Plumbing Schedule B by E.F Cresswell, P.eng. ph#604.684.5995. | PACIFIC FLO MECHANICAL
SP-2023-02032 | NULL | 701 W GEORGIA STREET, Vancouver, BC V7Y 1K8 | Sprinkler Permit | Commercial | Tenant Improvement | In Review | Commercial - Add and Relocated Sprinkler Heads >BP: Interior alterations to provide tenant improvements for this existing retail space on the 1st floor (D004-Dunsmuir Level) in this existing commercial building. Scope of work: demolish/construct partition walls, new fitting room area, new finishes, lighting, electrical, plumbing, sprinkler and mechanical work for new tenant layout. | Viking Fire Protection Inc
SP-2023-01748 | 2023-09-22 | 701 W GEORGIA STREET, Vancouver, BC V7Y 1K8 | Sprinkler Permit | Commercial | Tenant Improvement | Completed | Commercial - Relocate and cap off sprinkler heads for tenant improvement. >BP: #200 - 2nd Floor Interior alterations to provide tenant improvements to this existing general office on the 2nd floor (#200) of this existing commercial building on site. Scope of work: Demolish select partitions to make an open concept, sprinkler and electrical work to suit. Building Sprinklered – Separate sprinkler permit required for proposed sprinkler work. *****This application does not include any of the following: 1. Not more than 20 sprinklers (add, relocate, or remove), 2. hydraulic calculations, 3. change in occupancy and /or hazard classification, 4. warehouse storage arrangements, 5. mobile compact storage arrangements, 6. alternative solutions, 7. changes to the sprinkler system supply piping (e.g. valves, mains, cross-mains, branch-lines, etc.), or 8. flexible sprinkler pipe. | Priority Fire Systems Ltd
EP-2023-08553 | 2023-09-21 | 701 W GEORGIA STREET, Vancouver, BC V7Y 1K8 | Electrical Permit | Commercial | Renovation | Completed | Installation / Repair - Commercial - Install Audio and video gear. Cabling by others. >BP: #D008 - Lower Level Mall Interior alterations to provide improvements for a new retail tenant on the lower level (#D008) of this existing Pacific Center Mall building. Scope of work: Demolish walls, ceilings, doors, millwork, flooring, shelving, light fixtures. Construct new walls for fitting rooms, new washroom, HVAC, electrical, plumbing and sprinkler work. TENANT: Psycho Bunny Letters of Assurance submitted: Schedule A and Architectural Schedule B by Renato Balbi, Architect, AIBC., 403.253.2853 Electrical Schedule B by Gabriel Jean, P.Eng., 450.671.3131 Plumbing/Mechanical Schedule B by Mathieu Tremblay, P.Eng., 450.671.3131 Building Sprinklered – Separate sprinkler permit required for proposed sprinkler work. Energy checklist is currently no longer required with your Building Permit (BP) application. Some supporting documents are still required at BP stage, specifically Envelope and HVAC, if applicable. Service Water Heating and Lighting supporting documents, if applicable, must be submitted with your related trades permits (e.g. electrical and plumbing). | SCE Telecom Inc
PP-2023-02840 | 2023-08-14 | 701 W GEORGIA STREET, Vancouver, BC V7Y 1K8 | Plumbing Permit | Commercial | Tenant Improvement | Completed | Commercial - Shut down, demo, delete, remove, dispose of, and cap off drainage pipe reroute plan 10th/11th floor. Rough in and Finish of non-combustible sanitary sewer drainage branch from 10th floor ceiling across up through 11th floor to sink connecting to existing sanitary vent at 11 th floor ceiling as required. >BP: 9th, 11th, 12th, & 16th floor - #1200 Interior alterations to provide improvements for this existing multi floor office tenant on the 9th, 11th, 12th, and 16th floors in this existing commercial building. Scope of work: demo and construction to select areas of the 9th,11th, 12th & 16th floors, including millwork, and finishes. Electrical, plumbing, mechanical sprinklers to suit. NOTE: * Reception on the 12th floor (#1200) Letters of Assurance submitted: - Schedule A by Glenn Roethlingshoefer, Architect, AIBC. Ph#604.631.4544. - Architectural Schedule B by Glenn Roethlingshoefer, Architect, AIBC. - Electrical Schedule B by Roger Dupuis, P.Eng., LEED AP. ph#604.569.6500 - Mech/Plumbing Schedule B by E.F Cresswell, P.eng. ph#604.684.5995. | Pipe Rite Mechanical Ltd
EP-2023-07388 | 2023-08-17 | 701 W GEORGIA STREET, Vancouver, BC V7Y 1K8 | Electrical Permit | Commercial | Renovation | Issued | Installation / Repair - Commercial - Replace existing hard wired Tesla Supercharger communication devices with new wireless devices. No work to be performed with the power supplying charging stations, work is strictly with low voltage communications. | Corporate Electric Limited
EP-2024-00310 | NULL | 701 W GEORGIA STREET, Vancouver, BC V7Y 1K8 | Electrical Permit | Commercial | Addition | Application Incomplete | Installation / Repair - Commercial - Installation of new electrical feeds for mechanical equipment (pumps and chillers) | Black & McDonald Limited
EP-2024-00217 | 2024-01-09 | 701 W GEORGIA STREET, Vancouver, BC V7Y 1K8 | Electrical Permit | Commercial | Tenant Improvement | Issued | Installation / Repair - Commercial - CF Pacific Centre CRU #D054A, D058C. Existing CRU D054A to be demolished and turned into two separate CRU's. Provide 1 new panel, relocate the existing panel. Connect mechanical equipment. Relocate existing lighting, add occ sensors. >BP: D054 expand/combine into D058 and demising and adding D053 - mall level Interior alterations to provide improvements to an existing retail unit on the lower mall level (D054) of this existing commercial building. Scope of work: demo to shell and remove demising walls to D054 and expand/combine into D058 (retain D054) and relocate demising wall on the adjacent side to divide and create D053. New partition wall/door in D053. * Separate permit(s) required for further improvements to these units. | Protec Installations Group
NULL | NULL | 701 W GEORGIA STREET, Vancouver, BC V7Y 1K8 | Sprinkler Permit | Commercial | Tenant Improvement | Withdrawn | Commercial - Need a special permit to return space to vanilla shell space | Evolution Fire Suppression Ltd
NULL | NULL | 701 W GEORGIA STREET, Vancouver, BC V7Y 1K8 | Sprinkler Permit | NULL | NULL | Draft | Commercial - Removed & add New Sprinkler Heads | Viking Fire Protection Inc
PP-2024-00109 | 2024-02-01 | 701 W GEORGIA STREET, Vancouver, BC V7Y 1K8 | Plumbing Permit | Commercial | Renovation | Issued | Commercial - install new domestic hot and cold water lines with DWV to accomidate two demonstartion sinks on showroom floor. Re & Re exisintg hot water tank and mop sink and faucet with new. Existing washroom fixtures to remain. | Mainland Plumbing & Heating Ltd
EP-2024-00129 | 2024-01-05 | 701 W GEORGIA STREET, Vancouver, BC V7Y 1K8 | Electrical Permit | Commercial | NULL | Issued | Annual / Operating - ANNUAL OPERATING PERMIT EXPIRED PERMIT: EP-2023-00043 VALID JAN 16/2024 TO JAN 15/2025 | CoV Annual Electrical Permits
EP-2024-00074 | 2024-01-04 | 701 W GEORGIA STREET, Vancouver, BC V7Y 1K8 | Electrical Permit | Commercial | Addition | Cancelled | Installation / Repair - Commercial - Pull 1 category and 1 speaker line in boardroom, from behind display to ceiling. Both ft6 cables, approx 50 feet. | Applied Electronics Limited
EP-2023-11321 | 2023-12-21 | 701 W GEORGIA STREET, Vancouver, BC V7Y 1K8 | Electrical Permit | Commercial | Addition | Completed | Installation / Repair - Commercial - Installation of security access control on the 10th floor no maglocks | Chubb Fire & Security Canada Corp
SP-2023-02211 | 2023-12-08 | 701 W GEORGIA STREET, Vancouver, BC V7Y 1K8 | Sprinkler Permit | Commercial | Tenant Improvement | Issued | Commercial - Return to Shell >BP: #G044 - upper mall level Interior alterations to provide improvements for a vacant retail space on the upper mall (#G044) level of this existing commercial building (Pacific Centre Mall) Scope of work: remove alter existing corner portion of demising wall, fixtures, ceiling, tiles and finishes. Construct a 2-hr fire rated wall, reinstate part of the ceiling. Return Tenant Space Back to Base Building Sprinkler Coverage This permit has been issued to the 2019 VBBL and NFPA 13, 2013 to return this space, as described below, to base building sprinkler coverage (relocate and remove sprinklers to ensure sprinkler coverage to the base building design, VBBL, and NFPA 13). | Viking Fire Protection Inc
SP-2021-01083 | 2022-05-25 | 701 W GEORGIA STREET, Vancouver, BC V7Y 1K8 | Sprinkler Permit | Commercial | New | Completed | Commercial - For sprinkler system alterations to the 2019 VBBL and NFPA 13, 2013 for the tenant improvements to provide interior and Exterior alteration to provide First TI for a new retail unit consists of 3 storeys. Work includes the removal of the existing base-building system and installation of a new sprinkler system within the Apple space. THIS IS A CERTIFIED PROFESSIONAL PROJECT and the CP is Mr. Michael van Blokland, P.Eng., CP Notes: 1. Sprinkler engineer of record Mr. Ian MacKay, P.Eng. of MFPE Engineering Ltd. T: 604 792 7714. E: ian.mackay@mfpe.ca 2. One set of approved drawings and permit to be available for viewing at the jobsite. 3. Compact storage. 0.30 @ max 45 sqft over the storage array Flexible Sprinkler Drops - Automatic sprinkler system has been designed for the use of Victaulic AH2 Braided flexible sprinkler up to 48" in length with a maximum of 3 - 90 degree bends with a 2" bend radius for use with standard coverage pendent sprinklers as noted on the sprinkler system shop drawings in the tenant area only. | Troy Life & Fire Safety Limited Protection Incendia Troyu Ltee
EP-2022-03931 | 2022-05-12 | 701 W GEORGIA STREET, Vancouver, BC V7Y 1K8 | Electrical Permit | Commercial | Renovation | Completed | Installation / Repair - Commercial - data and power removal | Action Electric Ltd
EP-2022-03487 | 2022-05-02 | 701 W GEORGIA STREET, Vancouver, BC V7Y 1K8 | Electrical Permit | Commercial | Renovation | Completed | Installation / Repair - Commercial - Re-re existing power devices and fixtures in mens and woman's common washrooms. Re-verify existing fire alarm speakers. >BP: 17th Floor - Common Washrooms Interior alterations to provide improvements to the common washrooms on the 17th floor in this existing commercial building. Scope of work: remove/construct toilet partition walls, doors, plumbing fixtures, millwork, finishes, lighting, electrical, plumbing and sprinkler work. | BC West Electric Ltd
SP-2022-00634 | 2022-04-28 | 701 W GEORGIA STREET, Vancouver, BC V7Y 1K8 | Sprinkler Permit | Commercial | Tenant Improvement | Completed | Commercial - RELOCATE 4 SPRINKLER HEAD 17th Floor - Common Washrooms Interior alterations to provide improvements to the common washrooms on the 17th floor in this existing commercial building. Scope of work: remove/construct toilet partition walls, doors, plumbing fixtures, millwork, finishes, lighting, electrical, plumbing and sprinkler work. *****This application does not include any of the following: 1. Not more than 20 sprinklers (add, relocate, or remove), 2. hydraulic calculations, 3. change in occupancy and /or hazard classification, 4. warehouse storage arrangements, 5. mobile compact storage arrangements, 6. alternative solutions, 7. changes to the sprinkler system supply piping (e.g. valves, mains, cross-mains, branch-lines, etc.), or 8. flexible sprinkler pipe. | Priority Fire Systems Ltd
EP-2022-03296 | 2022-04-26 | 701 W GEORGIA STREET, Vancouver, BC V7Y 1K8 | Electrical Permit | Commercial | Renovation | Completed | Installation / Repair - Commercial - prewire and install CCTV and alarm system >BP: CRU #G060 - Levels 1, 2 and 3 Interior and Exterior alteration to provide First TI for a new retail unit consists of 3 storeys. Work includes exterior finish materials, non-structural partitions, ceilings, finishes, furniture, and related HVAC, electrical, and plumbing work. Structural frame and shell/core work are by Landlord under separate permit. This permit has been reviewed under the 2019 Vancouver Building By-law (#12511). Reviewed during the 2020 pandemic crisis. | Tri-Star Security Inc
SP-2022-00679 | 2022-05-17 | 701 W GEORGIA STREET, Vancouver, BC V7Y 1K8 | Sprinkler Permit | Commercial | Tenant Improvement | Completed | Commercial - RETURNING THE TENANT SPACE TO THE SHELL SPACE. NO OCCUPANCE HAZARD CHANGE, NO STORAGE ARRANGEMENTS, NO ALTERNATIVE SOLUTIONS INVOLVED, NO CHANGES ON SYSTEM SUPPLY PIPING. #R122 & #R124 Interior alterations to demolish and demise this existing retail space into two retail shell spaces on the Lower Mall Level of this existing commercial building. Scope of work includes: new wall and rear exit door in #R122 Building Sprinklered - Separate sprinkler permit required for proposed sprinkler work. No energy upgrade required | Priority Fire Systems Ltd
EP-2022-04427 | 2022-05-27 | 701 W GEORGIA STREET, Vancouver, BC V7Y 1K8 | Electrical Permit | Commercial | Addition | Completed | Installation / Repair - Commercial - EAS one pedestal installation | Sky Security Ltd
EP-2022-04408 | 2022-05-30 | 701 W GEORGIA STREET, Vancouver, BC V7Y 1K8 | Electrical Permit | Commercial | Tenant Improvement | Completed | Installation / Repair - Commercial - Installation of Cat 6 ft-6 rated network cabling within a new commercial space >BP: Unit R120 - Interior alterations to provide tenant fit out of unit R120 at the Lower Mall Level at this existing commercial building at this site. Note: BP-2021-03153 must be completed prior to the issuance of this permit. Letter of assurance provided by: Schedule A & Schedule B (Architectural): Babak Eslahjou, 416-343-0400 Schedule B (Structural) : Kosta Marcakis, P.Eng, 604-254-0868 Schedule B (Electrical): Danh Nguyen, 416-445-8255 Schedule B (Mechanical, Plumbing, Fire suppression system): John Chun Yue Yeung, 416-445-8255 | RYCOM CORPORATION
SP-2022-00373 | 2022-05-20 | 701 W GEORGIA STREET, Vancouver, BC V7Y 1K8 | Sprinkler Permit | Commercial | Tenant Improvement | Completed | Commercial - Unit R120 - For sprinkler system alterations to the 2019 VBBL and NFPA 13, 2013 for the tenant improvements to provide Interior alterations to provide tenant fit out of unit R120 at the Lower Mall Level at this existing commercial building at this site. This application does not include any of the following: • Information Technology Equipment Rooms (e.g. IT Rooms, LAN Rooms, etc.). • New alternative solutions and/or modifications to existing alternative solutions. • Change in occupancy and/or hazard classification. • Changes to the sprinkler system supply piping (e.g. valves, mains, cross-mains, etc.). • Flexible sprinkler drops. Notes: 1. Sprinkler Engineer of Record Liang Xian Peng, P.Eng of Viking Fire Protection Inc. T: 604 324 7122 E: lpeng@vikingfire.ca 2. One set of approved drawings and permit to be available for viewing at the jobsite. *** Flexible Sprinkler Drops - existing flexible sprinkler drops to be removed. *** Compact Mobile Storage System - Table 13.2.1 of NFPA 13, 2016 Class IV Commodities to OHG2 per the engineering judgement noted on the drawings – 10 ft. rolling rack storage with a maximum storage height of 10 ft. to top of storage for Class IV Commodities and a minimum of 18" to be maintained between top of storage and sprinkler deflector. K-factor of K = 8.0 and a maximum spacing of 100 sq.ft. per sprinkler head. | Viking Fire Protection Inc
PP-2022-00878 | 2022-03-18 | 701 W GEORGIA STREET, Vancouver, BC V7Y 1K8 | Plumbing Permit | Commercial | Tenant Improvement | Completed | Commercial - Unit R120 - Plumbing Unit R120 - Interior alterations to provide tenant fit out of unit R120 at the Lower Mall Level at this existing commercial building at this site. | K&N Mechanical Ltd
EP-2022-02317 | 2022-03-24 | 701 W GEORGIA STREET, Vancouver, BC V7Y 1K8 | Electrical Permit | Commercial | New | Completed | Installation / Repair - Commercial - install audio and video with ft6 cable -Unit D034 store speakers and video screen (video cables by others) Audio cable by SCE Telecom. all ft6 >BP: D050 - Lower level Interior alterations to provide tenant improvements to this existing retail space unit D050 on the lower level for a new retail tenant in this existing commercial building. Scope of work to include: recladding the storefront with new entry door, new partitions to suit new layout, finishes, fixtures, hvac, sprinkler lighting | SCE Telecom Inc
EP-2022-02253 | 2022-03-22 | 701 W GEORGIA STREET, Vancouver, BC V7Y 1K8 | Electrical Permit | Commercial | Tenant Improvement | Completed | Installation / Repair - Commercial - Hook up Interior Coach Sign to the existing power -This is an new interior sign | Top's Lighting (2003) Ltd
SP-2022-00281 | 2022-03-03 | 701 W GEORGIA STREET, Vancouver, BC V7Y 1K8 | Sprinkler Permit | Commercial | Tenant Improvement | Completed | Commercial - Relocate heads to suit new tenant layout >Interior alterations to provide tenant improvements for a new retail tenant (#G061) on the Georgia St Level in this existing commercial building (Pacific Center Mall). No exterior alterations being proposed. TENANT: Sunglass Hut c/o Luxottica Canada Inc OK for Field Review per Kim V - Nov 3/21 Schedule A (CRP) and Schedule B (Architectural) - Kamal Paul, 604-568-6060 Schedule B (Mechanical & Plumbing) - Qing Ping (Bruce) Zhang, 905-946-4260 ext. 206 Schedule B (Electrical) - Zhao Hui (Jeffrey) Guo, 905-946-4260 ext. 222 Notes: 1. Energy upgrade trigger: E2 - Lighting - Upgrade to incorporate Scheduled Shutoff (per 9.4.1.1.(i) of ASHRAE 90.1-2016) 2. Building Sprinklered – Separate sprinkler permit required for proposed sprinkler work. *****This application does not include any of the following: 1. Not more than 20 sprinklers (add, relocate, or remove), 2. hydraulic calculations, 3. change in occupancy and /or hazard classification, 4. warehouse storage arrangements, 5. mobile compact storage arrangements, 6. alternative solutions, 7. changes to the sprinkler system supply piping (e.g. valves, mains, cross-mains, branch-lines, etc.), or 8. flexible sprinkler pipe. | Viking Fire Protection Inc
EP-2022-02605 | 2022-04-01 | 701 W GEORGIA STREET, Vancouver, BC V7Y 1K8 | Electrical Permit | Commercial | New | Completed | Installation / Repair - Commercial - Installation of lighting, EM lighting, lighting control, distribution, floor boxes, outlets, switches, equipment connections, conduits only for voice/data, AV and security & modify and re-verify existing fire alarm system >BP: Unit R120 - Interior alterations to provide tenant fit out of unit R120 at the Lower Mall Level at this existing commercial building at this site. Note: BP-2021-03153 must be completed prior to the issuance of this permit. Letter of assurance provided by: Schedule A & Schedule B (Architectural): Babak Eslahjou, 416-343-0400 Schedule B (Structural) : Kosta Marcakis, P.Eng, 604-254-0868 Schedule B (Electrical): Danh Nguyen, 416-445-8255 Schedule B (Mechanical, Plumbing, Fire suppression system): John Chun Yue Yeung, 416-445-8255 | Accurate Electric Ltd.
EP-2022-00358 | 2022-02-10 | 701 W GEORGIA STREET, Vancouver, BC V7Y 1K8 | Electrical Permit | Commercial | NULL | Expired | Annual / Operating - ANNUAL OPERATING PERMIT RENEWAL FOR EP-2021-00444 VALID JAN 16/2022 TO JAN 15/2023 | CoV Annual Electrical Permits
EP-2022-00114 | NULL | 701 W GEORGIA STREET, Vancouver, BC V7Y 1K8 | Electrical Permit | Commercial | New | Withdrawn | Installation / Repair - Commercial - Installation of lighting, EM lighting, lighting control, distribution, floor boxes, outlets, switches, equipment connections & relocation of existing fire alarm devices | Accurate Electric Ltd.
EP-2022-03357 | 2022-05-02 | 701 W GEORGIA STREET, Vancouver, BC V7Y 1K8 | Electrical Permit | Commercial | Tenant Improvement | Completed | Installation / Repair - Commercial - Tenant Improvement for 701 W Georgia -Demo/Make-safe to demise this existing retail space into two retail spaces -Supply NEW 200A Service to second retail space -NEW service to include – new 200A main breaker within base building MDC and new 200A main disconnect within new CRU Unit -Fire Alarm system to be existing >BP: #R122 & #R124 Interior alterations to demolish and demise this existing retail space into two retail shell spaces on the Lower Mall Level of this existing commercial building. Scope of work includes: new wall and rear exit door in #R122 Building Sprinklered - Separate sprinkler permit required for proposed sprinkler work. No energy upgrade required Separate permit required for any future tenant improvement in #R122 and #R124 | Centre Electric Ltd
EP-2022-01267 | 2022-03-16 | 701 W GEORGIA STREET, Vancouver, BC V7Y 1K8 | Electrical Permit | Commercial | Tenant Improvement | Completed | Installation / Repair - Commercial - New Tenant Improvement existing panel to relocate / new convenience outlets / install owner supplied lighting fixtures -Fire alarm has 2 devices ( detectors). >>>Amend: June 6th -Add for rough in wiring of data security wiring. All cat 6 plenum wire. For data and ip cameras >BP: #G061 - 701 W Georgia St Interior alterations to provide tenant improvements for a new retail tenant (#G061) on the Georgia St Level in this existing commercial building (Pacific Center Mall). No exterior alterations being proposed. TENANT: Sunglass Hut c/o Luxottica Canada Inc OK for Field Review per Kim V - Nov 3/21 Schedule A (CRP) and Schedule B (Architectural) - Kamal Paul, 604-568-6060 Schedule B (Mechanical & Plumbing) - Qing Ping (Bruce) Zhang, 905-946-4260 ext. 206 Schedule B (Electrical) - Zhao Hui (Jeffrey) Guo, 905-946-4260 ext. 222 Notes: 1. Energy upgrade trigger: E2 - Lighting - Upgrade to incorporate Scheduled Shutoff (per 9.4.1.1.(i) of ASHRAE 90.1-2016) 2. Building Sprinklered – Separate sprinkler permit required for proposed sprinkler work. >>Amend: June 9th -Uploaded Schedule S-B; lighting doc and F/A verif | Likely & District Quesnel River Hatchery Ltd
PP-2022-00388 | 2022-02-04 | 701 W GEORGIA STREET, Vancouver, BC V7Y 1K8 | Plumbing Permit | Commercial | Renovation | Completed | Commercial - install DWV with domestic water supply for floor drain, toilet ,sink and electric wall heater. #G061 - 701 W Georgia St Interior alterations to provide tenant improvements for a new retail tenant (#G061) on the Georgia St Level in this existing commercial building (Pacific Center Mall). No exterior alterations being proposed. TENANT: Sunglass Hut c/o Luxottica Canada Inc | Mainland Plumbing & Heating
EP-2022-07685 | 2022-09-15 | 701 W GEORGIA STREET, Vancouver, BC V7Y 1K8 | Electrical Permit | Commercial | Tenant Improvement | Completed | Installation / Repair - Commercial - Extra low-voltage HVAC Controls >BP: CRU #G060 - Levels 1, 2 and 3 Interior and Exterior alteration to provide First TI for a new retail unit consists of 3 storeys. Work includes exterior finish materials, non-structural partitions, ceilings, finishes, furniture, and related HVAC, electrical, and plumbing work. Structural frame and shell/core work are by Landlord under separate permit. This permit has been reviewed under the 2019 Vancouver Building By-law (#12511). Reviewed during the 2020 pandemic crisis. Stage 1 - CP First TI - issued April 7, 2021 Revision 1 - Change of CRP and Architect from S. Dwoskin to D. Cassidy, effective January 1, 2021. - in review | Control Solutions Ltd
EP-2022-00919 | 2022-02-08 | 800 W GEORGIA STREET, Vancouver, BC | Electrical Permit | Commercial | NULL | Expired | Special Event - provide temporary electrical distribution for stage, lighting, radiant tent heating and food trucks for special event: the Vancouver Mural Festival - Winter Festival. Setup is Friday, February 11, 2022 and the installation will run until Feb 27, 2022. | 0880441 BC Ltd
EP-2023-00989 | 2023-02-06 | 800 W GEORGIA STREET, Vancouver, BC | Electrical Permit | Commercial | NULL | Expired | Special Event - provide temporary electrical distribution for stage, lighting, radiant tent heating and food trucks for special event: the Vancouver Mural Festival - Winter Arts. February 16, 2022 and the installation will run until Feb 26, 2023. | 0880441 BC Ltd
EP-2022-09914 | 2022-11-23 | 800 W GEORGIA STREET, Vancouver, BC | Electrical Permit | Commercial | NULL | Expired | Special Event - Install & provide electrical distribution from existing service at Vancouver Art Gallery to power Amacon Christmas Tree. * Set up November 28 to December 1, 2022 * Event running from December 2, 2022 to January 5, 2023. | 0880441 BC Ltd
EP-2023-10169 | 2023-11-10 | 800 W GEORGIA STREET, Vancouver, BC | Electrical Permit | Commercial | NULL | Expired | Special Event - Install & provide electrical distribution from existing service at Vancouver Art Gallery to power Amacon Christmas Tree. * Set up November 24 to December 1, 2023 * Event running from December 2, 2023 to January 5, 2024. | 0880441 BC Ltd
EP-2023-11349 | 2024-01-02 | 801 W GEORGIA STREET, Vancouver, BC V6C 1P7 | Electrical Permit | Commercial | Renovation | Issued | Installation / Repair - Commercial - Renovate existing night club with new lighting, replace emergency lighting and Exit lights. >BP: Interior alterations of a basement cocktail lounge in the Hotel Georgia. Formally known as Prohibition, for a new operator. Scope of work includes replacement of interior finishes, seating, lighting. New raised floor areas. No change to plumbing, exits, fire separations. Letter of assurance: Craig Mercs, Reg Architect, Architectural Schedule B Note to applicant: The services of a structural engineer may be required, based upon site inspection by the District Building Inspector OK for Field Review as per Kirat Kang - Nov. 28, 2023 BRB notes: 1) No alterations to the number of washrooms permitted under this permit. 2) Max occupant load is 199 persons including staff (based on liquor license capacity). | Balsam Electric Ltd
EP-2024-00102 | 2024-01-04 | 801 W GEORGIA STREET, Vancouver, BC V6C 1P7 | Electrical Permit | Commercial | Renovation | Issued | Installation / Repair - Commercial - Hotel Renovation: Change out light fixtures, move and re/re receptacles in Suites. change out light fixtuers in hallways ** revising permit soon to include lighting compliance document, ASHRAE, just waiting on information. Lobby Renovation - electrical installation related to moving reception and concierge, reno breakfast bar, add bar in lobby. *Hazardous Materials Assessment cleared for Level 7,11,12, Jan 23 RMN *Hazardous Materials Assessment cleared for Level 6 Jan 30 RMN *Hazardous Materials Assessment cleared for Level 3,4,5,8,9,10 Feb 1 RMN DB: Interior alterations to switch the interior window and door from the hotel lobby to and expand the lounge on the ground floor lobby of this existing Municipally Designated Heritage 'M' Rosewood Hotel Georgia building on this site. Scope includes an increase of occupant load at the lounge and installation of a new bar. | Black Water Electric Ltd
EP-2024-00120 | 2024-01-05 | 801 W GEORGIA STREET, Vancouver, BC V6C 1P7 | Electrical Permit | Commercial | Renovation | Issued | Installation / Repair - Commercial - Class 2 circuits low voltage: to include installation of audio, video, data and lighting control. Amendment: Rough in and Installation of 16 IP cameras. BP: Interior alterations of a basement cocktail lounge in the Hotel Georgia. Formally known as Prohibition, for a new operator. Scope of work includes replacement of interior finishes, seating, lighting. New raised floor areas. No change to plumbing, exits, fire separations. | Pure Image Technology Solutions Ltd
PP-2024-00121 | 2024-01-19 | 801 W GEORGIA STREET, Vancouver, BC V6C 1P7 | Plumbing Permit | Commercial | Addition | Issued | Commercial - Installation of the commercial bar in the existing active hotel entrance. Altering existing coffee bar. | Modern Blue Mechanical Ltd
SP-2024-00059 | 2024-01-19 | 801 W GEORGIA STREET, Vancouver, BC V6C 1P7 | Sprinkler Permit | Commercial | Tenant Improvement | Issued | Commercial - lower relocate 5 sprinkler heads >BP: Interior alterations of a basement cocktail lounge in the Hotel Georgia. Formally known as Prohibition, for a new operator. Scope of work includes replacement of interior finishes, seating, lighting. New raised floor areas. No change to plumbing, exits, fire separations. *****This application does not include any of the following: 1. Not more than 20 sprinklers (add, relocate, or remove), 2. hydraulic calculations, 3. change in occupancy and /or hazard classification, 4. warehouse storage arrangements, 5. mobile compact storage arrangements, 6. alternative solutions, 7. changes to the sprinkler system supply piping (e.g. valves, mains, cross-mains, branch-lines, etc.), or 8. flexible sprinkler pipe. | Alco Fire Protection Ltd
EP-2024-00482 | NULL | 801 W GEORGIA STREET, Vancouver, BC V6C 1P7 | Electrical Permit | Commercial | Renovation | Submitted | Installation / Repair - Commercial - Commercial minor fire alarm device alteration. Remove devices and replace after new all surface complete and VI | 0777792 BC Ltd
GP-2022-04072 | 2022-12-19 | 4555 WALDEN STREET, Vancouver, BC V5V 3S6 | Gas Permit | Residential | Renovation | Completed | Residential - Hot Water Heater Installation | Hillcrest Plumbing & Heating (1991) Ltd
EP-2023-01531 | 2023-02-23 | 4678 WALDEN STREET, Vancouver, BC V5V 3S7 | Electrical Permit | Residential | Addition | Completed | Installation / Repair - Residential - Overhead Service Upgrade from 100A to 200A | C H Electric Ltd
MP-2023-00531 | 2023-03-29 | 4678 WALDEN STREET, Vancouver, BC V5V 3S7 | Mechanical Permit | NULL | NULL | Completed | NULL | R & B Plumbing & Heating Ltd
GP-2023-01092 | 2023-03-30 | 4678 WALDEN STREET, Vancouver, BC V5V 3S7 | Gas Permit | Residential | Renovation | Completed | Residential - Tankless water heater installation | R & B Plumbing & Heating Ltd
EP-2023-03631 | 2023-05-05 | 4678 WALDEN STREET, Vancouver, BC V5V 3S7 | Electrical Permit | Residential | Addition | Completed | Installation / Repair - Residential - Wiring for heat pump -reference: MP-2023-00531 | C H Electric Ltd
EP-2024-00398 | 2024-01-15 | 4876 WALDEN STREET, Vancouver, BC V5V 3S9 | Electrical Permit | Residential | New | Issued | Temporary Power - Residential - To provide temporary power. | A S ELECTRICAL LTD
GP-2022-03324 | 2022-10-27 | 4881 WALDEN STREET, Vancouver, BC V5V 3T1 | Gas Permit | Residential | Addition | Completed | Residential - re and re gas range | Christopher Sterling
GP-2023-00812 | 2023-03-10 | 2148 W 2ND AVENUE #302, Vancouver, BC V6K 1H6 | Gas Permit | Residential | New | Issued | Residential - Installation of a Zero Clearance Gas Fireplace, Vent & Gas Hookup Only | Encore Fireplaces Ltd
EP-2022-05941 | 2022-07-14 | 2025 STEPHENS STREET #212, Vancouver, BC V6K 3W2 | Electrical Permit | Commercial | Renovation - Dwelling Unit(s) only | Completed | Installation / Repair - Commercial - SUITE #212 - Installation of bedroom pot lights. | Vanpower Electrical Ltd.
EP-2023-00157 | 2023-01-13 | 3643 W 2ND AVENUE, Vancouver, BC V6R 1J6 | Electrical Permit | Residential | Addition | Completed | Installation / Repair - Residential - Removal of redundant electric baseboard heating in crawlspace and living room. Provide dedicated circuit for new heat pump that will be rated less than the removed baseboard heat. Heat pump to be located at rear, opposite side of duplex neighbor and meeting city of Vancouver clearances. MP-2023-00054 Submitted An approved mechanical permit is required for heat pump installation before an electrical inspection will be performed | KOVAC ELECTRICAL GROUP LTD.
MP-2023-00054 | 2023-01-13 | 3643 W 2ND AVENUE, Vancouver, BC V6R 1J6 | Mechanical Permit | NULL | NULL | Completed | NULL | Central Commercial & Residential Services
GP-2023-00236 | 2023-01-19 | 3635 W 2ND AVENUE, Vancouver, BC V6R 1J6 | Gas Permit | Residential | Renovation | Completed | Residential - New on demand tank | Superior Gas Installations & Service Ltd
MP-2023-00293 | 2023-03-06 | 3635 W 2ND AVENUE, Vancouver, BC V6R 1J6 | Mechanical Permit | NULL | NULL | Completed | NULL | Superior Gas Installations & Service Ltd
EP-2023-03260 | 2023-04-21 | 3635 W 2ND AVENUE, Vancouver, BC V6R 1J6 | Electrical Permit | Commercial | Tenant Improvement | Completed | Installation / Repair - Commercial - Install heat pump at rear of townhouse. - Run 14/2 Teck cable from panel to disconnect on back patio and from disconnect into heat pump. - Terminate 1 x 2 pole 15A breaker. MP-2023-00293 Install GFCI on loft patio. - Took power off of receptacle inside of home and ran feed from it to new outdoor GFCI receptacle. - Test receptacle. (-MP-2023-00642-completed) | RVS Electrical Ltd
EP-2023-02086 | 2023-03-20 | 3635 W 2ND AVENUE, Vancouver, BC V6R 1J6 | Electrical Permit | Residential | Tenant Improvement | Completed | Installation / Repair - Residential - Heat pump installation. - Run 10/2 cable from electrical panel to heat pump at front of home. - Install 30A 2 pole QBH breaker. - Terminate and test equipment. *MP-2023-00293 | RVS Electrical Ltd
GP-2022-00918 | 2022-03-23 | 3635 W 2ND AVENUE, Vancouver, BC V6R 1J6 | Gas Permit | Residential | New | Completed | Residential - Install One Natural Gas Fireplace | Vancouver Gas Fireplaces Ltd
GP-2022-00442 | 2022-02-16 | 2557 W 1ST AVENUE, Vancouver, BC V6K 1G8 | Gas Permit | Residential | Renovation - Dwelling Unit(s) only | Completed | Residential - RE&RE HWT w/ IBC Tankless water heater IBC SFT 199 | Kits Plumbing and Heating Ltd
GP-2022-03988 | 2022-12-14 | 2818 W 3RD AVENUE, Vancouver, BC V6K 1M7 | Gas Permit | Residential | Renovation | Completed | Residential - hot water tank replacement | Reid Brothers Plumbing & Heating Ltd
GP-2022-02408 | 2022-08-19 | 2015 W 3RD AVENUE #7, Vancouver, BC V6J 1L4 | Gas Permit | Residential | Renovation | Completed | Residential - Install one natural gas fireplace insert The unit has an individual meter and Strata is aware of the installation. BTU 26000 >>>Amend: Oct. 19th -add a BBQ quick connect box Its 55000 Btu | Vancouver Gas Fireplaces Ltd
EP-2023-09291 | 2023-10-27 | 2025 STEPHENS STREET #408, Vancouver, BC V6K 3W2 | Electrical Permit | Commercial | Renovation - Dwelling Unit(s) only | Issued | Installation / Repair - Commercial - Checking existing electrical circuits, relocating alight switch and receptacle, adding pot light in the bath room -No there is no structural work. Work will be preformed by fishing through drywall cavities no fire seperations will be touched all interior walls within unit as per contractor. | Shawn P Greabeiel
GP-2022-00791 | 2022-03-15 | 3520 W 5TH AVENUE, Vancouver, BC V6R 1R9 | Gas Permit | Residential | New | Completed | Residential - Install one natural gas fireplace | Vancouver Gas Fireplaces Ltd
EP-2024-00001 | 2024-01-22 | 3488 W 5TH AVENUE, Vancouver, BC V6R 1R8 | Electrical Permit | Residential | Renovation | Issued | Installation / Repair - Residential - wire for heat pump. -There are electric dryers and gas hot water tanks in each dwelling. *MP-2023-01370: Completed (Heating and Cooling) ¦ WWOP Fee applied | Clay Electric Ltd
GP-2023-02203 | 2023-07-24 | 3488 W 5TH AVENUE, Vancouver, BC V6R 1R8 | Gas Permit | Residential | Renovation | Completed | Residential - installing gas furnace | Reid Brothers Plumbing & Heating Ltd
MP-2023-01370 | 2023-07-26 | 3488 W 5TH AVENUE, Vancouver, BC V6R 1R8 | Mechanical Permit | NULL | NULL | Completed | NULL | Reid Brothers Plumbing & Heating Ltd
EP-2022-06545 | 2022-08-05 | 2285 W 4TH AVENUE, Vancouver, BC V6K 1N9 | Electrical Permit | Commercial | Renovation | Completed | Installation / Repair - Commercial - Adding a 30A circuit to a hot food case to feed a condensing unit and its affiliated equipment. An approximately 170' run from the back of the store to the unit with 10 AWG wire. | IHM Mechanical Ltd
PP-2023-00425 | 2023-02-08 | 2239 W 4TH AVENUE, Vancouver, BC V6K 1N9 | Plumbing Permit | Commercial | Addition | Completed | Commercial - Add RPBA to chemical injection for janitor sink Feb 13/23-AMEND Add 1 IBP >>>We ended up installing a backflow assembly on the hot water supply and cold water supply, originally we thought only one RPBA was required. >>> | Alstad Mechanical Services Ltd
GP-2022-03221 | 2022-10-19 | 3348 W 2ND AVENUE, Vancouver, BC V6R 1J1 | Gas Permit | Residential | Renovation - Dwelling Unit(s) only | Completed | Residential - RE&RE Boiler w/ Navien Combi | Kits Plumbing and Heating Ltd
GP-2023-00283 | 2023-01-25 | 1765 BLENHEIM STREET, Vancouver, BC V6K 4M5 | Gas Permit | Residential | Tenant Improvement | Completed | Residential - Install of a new hot water tank | Across Town Plumbing & Heating (2017) Ltd
EP-2022-04148 | 2022-05-26 | 3468 W 1ST AVENUE, Vancouver, BC V6R 1G7 | Electrical Permit | Residential | Addition | Completed | Installation / Repair - Residential - Install electric vehicle charger in garage (7.68 kW) | Clear Energy Solutions Inc
EP-2022-06342 | 2022-07-29 | 2025 W 2ND AVENUE #405, Vancouver, BC V6J 1J6 | Electrical Permit | Residential | Renovation - Dwelling Unit(s) only | Completed | Installation / Repair - Residential - Re&Re of Kitchen Add Dishwasher Circuit Add Microwave Circuit Convert Counter Receps. to 20A Re&Re all devices >BP: Interior alterations to provide residential tenant improvements to unit 405 of this existing multiple dwelling building on this site. Energy Upgrade: L2 - HVAC - Install properly supported ceiling fan Okay for DTI processing by Marisa Lee June 2, 2022. | TCA Industries Ltd
PP-2022-01980 | 2022-07-15 | 2025 W 2ND AVENUE #405, Vancouver, BC V6J 1J6 | Plumbing Permit | Residential | Renovation | Completed | Residential - bathroom and kitchen plumbing fixture renovation >Interior alterations to provide residential tenant improvements to unit 405 of this existing multiple dwelling building on this site. Energy Upgrade: L2 - HVAC - Install properly supported ceiling fan Okay for DTI processing by Marisa Lee June 2, 2022. | Lambert Plumbing & Heating Ltd
EP-2022-05745 | 2022-07-22 | 2025 W 2ND AVENUE #405, Vancouver, BC V6J 1J6 | Electrical Permit | Residential | Renovation - Dwelling Unit(s) only | Cancelled | Installation / Repair - Residential - Kitchen Renovation: 1.) Upgrade counter receptacles to 20A x 4 2.) Add Dishwasher Circuit x 1 3.) Relocate Dining Room Light x 1 4.) Re&Re of devices and fixtures throughout >BP: Interior alterations to provide residential tenant improvements to unit 405 of this existing multiple dwelling building on this site. Energy Upgrade: L2 - HVAC - Install properly supported ceiling fan Okay for DTI processing by Marisa Lee June 2, 2022. | TCA Industries Ltd
GP-2023-03826 | 2023-12-01 | 3549 W 1ST AVENUE, Vancouver, BC V6R 1G9 | Gas Permit | Residential | Renovation | Completed | Residential - Replace tankless system | Maestro Plumbing Heating & Air Conditioning Ltd
EP-2023-07298 | 2023-08-22 | 3544 W 2ND AVENUE, Vancouver, BC V6R 1J4 | Electrical Permit | Residential | Renovation | Completed | Installation / Repair - Residential - ¦ 2FD- DCC12/ EV: 7800W ¦ -Car charger wiring and installation -We will be using a load management system *Duplex single BC Hydro drop feeding 2 services for each side of duplex | Wirechief Electric Ltd
EP-2022-02128 | 2022-03-17 | 2025 W 2ND AVENUE #302, Vancouver, BC V6J 1J6 | Electrical Permit | Residential | Addition | Completed | Installation / Repair - Residential - Add (1) GFI in the bathroom by using "Wiremold" | NV Electrical Inc
EP-2022-10747 | 2023-05-31 | 1933 W 5TH AVENUE #312, Vancouver, BC V6J 1P6 | Electrical Permit | Residential | Tenant Improvement | Completed | Installation / Repair - Residential - Installation of a personal EV charging circuit to a personal parking spot within the parkade of a condo. The unit feeder will be intercepted in the electrical room with a DCC930A EVEMS and control the charging circuit. The suit main disconnect is 3 60 amps allowing for a 30 amp circuit *Any future charging added to this building will require a DCC Gateway Controller for main service monitoring. All existing chargers in the building to be added to the Gateway Network | K T L Electrical Ltd
EP-2023-07375 | 2023-08-14 | 1933 W 5TH AVENUE #305, Vancouver, BC V6J 1P6 | Electrical Permit | Commercial | Renovation - Dwelling Unit(s) only | Completed | Installation / Repair - Commercial - Installation of 5 x 4 inch pots, re & re of kitchen counter devices, installation of a dedicated branch circuit for a washer. >BP: Interior alterations to renovate this existing dwelling unit #305 on the 3rd floor of this existing multiple dwelling building on this site. OK to process as DTI as per J. Zhang June 9, 2023 | WESTPEAK ELECTRICAL LTD
PP-2023-02878 | 2023-08-15 | 1933 W 5TH AVENUE #305, Vancouver, BC V6J 1P6 | Plumbing Permit | Commercial | Renovation - Dwelling Unit(s) only | Completed | Commercial - rough in plumbing for combi washer and dryer from old laundry machine >BP: #305 - 3rd floor Interior alterations to renovate this existing dwelling unit #305 on the 3rd floor of this existing multiple dwelling building on this site. | Hillcrest Plumbing & Heating (1991) Ltd
GP-2023-04247 | 2023-12-31 | 3082 POINT GREY ROAD, Vancouver, BC V6K 1B1 | Gas Permit | Residential | Renovation | Cancelled | Residential - re/re of hwt with tankless water heater | 1236318 BC Ltd DBA Aquatech Vancouver
EP-2022-06314 | 2022-07-27 | 1675 LARCH STREET, Vancouver, BC V6K 3N7 | Electrical Permit | Residential | Renovation | Completed | Installation / Repair - Residential - Dedicated Circuit for AC Install. Note: A mechanical permit is required. | Pacific Star Electric Inc
PP-2022-01991 | 2022-06-09 | 2811 W 3RD AVENUE, Vancouver, BC V6K 1M8 | Plumbing Permit | Residential | Renovation | Completed | Residential - Interior renovation of all plumbing Exterior and interior alterations to provide improvements to this dwelling unit (2811) in this existing two family dwelling on this site. Scope of work includes: Increase window openings in front and rear yard. Full interior reno with relocation of interior walls, kitchen and bathrooms. | Pipes Plumbing Inc
EP-2022-05965 | 2022-07-20 | 2811 W 3RD AVENUE, Vancouver, BC V6K 1M8 | Electrical Permit | Commercial | Renovation | Completed | Installation / Repair - Commercial - Major Renovation and panel replacement - Replacing electrical panel & circuit breakers (not a service upgrade). - All new wiring and devices for lighting, switches, receptacles, appliances, and electric heating. - Recessed pot lights throughout. - Electric baseboard heating in all rooms other then the bathrooms which will have in-floor heating. - Interconnected smoke detectors in each bedroom and Co2/smoke detectors on each floor. >BP: #2811 Exterior and interior alterations to provide improvements to this dwelling unit (2811) in this existing two family dwelling on this site. Scope of work includes: Increase window openings in front and rear yard. Full interior reno with relocation of interior walls, kitchen and bathrooms. Letters of assurance submitted: Sch B (Struct): Carlos Chiu, P.Eng, 604.737.9830 OK for field review as per Rosa Astorino September 10, 2021 **Amend 11/25/2022** add A/C/Heat pump Note: 1. Energy upgrade trigger (REUP): - Windows: Replace 3 existing units with Energy Star USI < 1.22 W/m2K (1 point per 3 units, max 3 pts) - Doors: Replace two exterior doors, at least one achieving a USI < 1.64 W/m2K product (1 pt) | Kybe Electrical Contracting Ltd
PP-2022-03103 | 2022-09-07 | 2811 W 3RD AVENUE, Vancouver, BC V6K 1M8 | Plumbing Permit | Residential | Renovation | Completed | Residential - replace water line from city connection to house connection | Lawn Genius Mfg Inc DBA Drainmaster
GP-2022-01453 | 2022-05-10 | 2077 W 3RD AVENUE #5, Vancouver, BC V6J 1L4 | Gas Permit | Residential | Renovation | Cancelled | Residential - Hot Water Tank Replacement | Reid Brothers Plumbing & Heating Ltd
GP-2023-02917 | 2023-10-18 | 1617 MAPLE STREET, Vancouver, BC V6J 3S3 | Gas Permit | Residential | New | Completed | Residential - 1 Gas fireplace installation | 496302 BC Ltd
NULL | NULL | 2239 W 1ST AVENUE #205, Vancouver, BC V6K 1E9 | Electrical Permit | Residential | Renovation - Dwelling Unit(s) only | Withdrawn | Installation / Repair - Residential - updates to existing electrical, change electrical switches to ceiling lights in 2 bedrooms, living room and dining room | NULL
EP-2023-09833 | 2023-11-23 | 2239 W 1ST AVENUE #205, Vancouver, BC V6K 1E9 | Electrical Permit | Commercial | Renovation - Dwelling Unit(s) only | Issued | Installation / Repair - Commercial - Upgrade wiring in kitchen and adding new lights. >BP: Interior alterations to provide improvements to dwelling unit #205 on the upper ground floor (2nd floor) of this multiple dwelling building on this site. OK for DTI per W. Wong November 20, 2023 | Al's Electrical Contracting Ltd
PP-2024-00050 | 2024-01-08 | 2239 W 1ST AVENUE #205, Vancouver, BC V6K 1E9 | Plumbing Permit | Commercial | Addition | Issued | Commercial - Add washer box Change tub to shower >BP: #205 Interior alterations to provide improvements to dwelling unit #205 on the upper ground floor (2nd floor) of this multiple dwelling building on this site. | CRK Plumbing and Heating Ltd
EP-2023-00126 | 2023-01-10 | 1827 W 3RD AVENUE #204, Vancouver, BC V6J 1K9 | Electrical Permit | Residential | Tenant Improvement | Completed | Installation / Repair - Residential - -Aluminum to Copper Pig Tailing with AL/CU Marrettes. -Install 15A Receptacle with Plate for garburator - >>>Amend: January 18th -Please remove from scope of work " wire 15A exterior outlet off existing interior outlet for exterior outlet " as we will not be doing this work | AJ's Electrical Contractors LTD
EP-2022-07238 | 2022-08-29 | 2365 W 3RD AVENUE #106, Vancouver, BC V6K 1L6 | Electrical Permit | Residential | Renovation - Dwelling Unit(s) only | Completed | Installation / Repair - Residential - Kitchen renovation. New branch circuits to appliances and 20A plugs to code. >BP: #106 Interior alterations to renovate this dwelling unit #106 on the ground floor of this existing multiple dwelling building. | F & S Electrical Ltd
MP-2023-00437 | 2023-03-22 | 1935 W 1ST AVENUE #401, Vancouver, BC V6J 1G7 | Mechanical Permit | NULL | NULL | Completed | NULL | Kits Plumbing and Heating Ltd
EP-2023-02477 | 2023-03-24 | 1935 W 1ST AVENUE #401, Vancouver, BC V6J 1G7 | Electrical Permit | Residential | Addition | Issued | Installation / Repair - Residential - Install a dedicated circuit for a heat pump 20 amp. Re: MP-2023-00437 | JZ Electric Ltd
EP-2023-04200 | 2023-05-25 | 1875 TRUTCH STREET, Vancouver, BC V6K 4G4 | Electrical Permit | Residential | Addition | Completed | Installation / Repair - Residential - -Supply and install 40A Breaker in the Main Panel -Supply and install 8 AWG 3C NMD90 to a DCC-12 on the exterior wall -Re-route existing 50A Circuit to DCC-12 -Remove existing PVC junction Box and replace -Supply and install 3/4" PVC Conduit and cabling from Junction box to Garage -Trench from Gate to Garage wall, remove pavers as required - minimum 26" depth -Supply and install PVC junction box on Garage Exterior Wall -Supply and install 8 AWG 3C Teck from Junction Box to inside garage and to customer specified location -Supply and install NEMA 14-50R Outlet -Test connections and commission installation -Tidy site and dispose of garbage correctly and safely | TDR Electric Inc
GP-2022-03349 | 2022-10-28 | 3338 W 3RD AVENUE, Vancouver, BC V6R 1L4 | Gas Permit | Residential | Renovation | Completed | Residential - Hot Water Tank Replacement | Hillcrest Plumbing & Heating (1991) Ltd
PP-2023-01649 | 2023-05-10 | 1820 W 3RD AVENUE #317, Vancouver, BC V6J 1K8 | Plumbing Permit | Commercial | Renovation | Completed | Commercial - tub replacement >BP: #317 - 1820 W 3rd Avenue Unit #317 Re & Re bathroom remodel. | Forsberg Plumbing and Heating Ltd
GP-2022-03582 | 2022-11-17 | 2250 W 3RD AVENUE #401, Vancouver, BC V6K 1L4 | Gas Permit | Residential | Renovation | Issued | Residential - Replacing gas fireplace only | Bridge Woodworks Mfg Ltd
PP-2023-03662 | 2023-10-18 | 1842 W 1ST AVENUE, Vancouver, BC V6J 1G5 | Plumbing Permit | Commercial | Renovation | Completed | Commercial - Add 3 sinks to space, replace 1 hot water tank, 1 toilet, and 1 sink using existing plumbing >BP: 1842 W 1st Interior alterations and change of use from Retail (Group E) to Health Care Office (Group D) to provide tenant improvements in the existing mixed use building on this site. Scope of works: Demolish existing interior walls and washroom. Construct new walls and rooms for universal washroom and treatment rooms. (skincare, health, and beauty) 3 new sinks and 1 water closet. Lighting changes. New millworks, equipment, and furniture. Adapted reuse of existing mechanical system. | Grant Roberts
EP-2023-09715 | 2023-11-14 | 1842 W 1ST AVENUE, Vancouver, BC V6J 1G5 | Electrical Permit | Commercial | Tenant Improvement | Completed | Installation / Repair - Commercial - New lighting, branch circuits, emergency lighting and exit signs and smoke alarms 1. No existing fire alarm in the space at all. We have added provisions for several 120V smoke detectors. 2. Wiring for 2 pieces of patient contact plug - in equipment complies w/ CEC sec 24 wiring. >BP: Interior alterations and change of use from Retail (Group E) to Health Care Office (Group D) to provide tenant improvements in the existing mixed use building on this site. Scope of works: Demolish existing interior walls and washroom. Construct new walls and rooms for universal washroom and treatment rooms. (skincare, health, and beauty) 3 new sinks and 1 water closet. Lighting changes. New millworks, equipment, and furniture. Adapted reuse of existing mechanical system. New tenant: Thrive Wellness Clinic by Dr. Alyah Karim -DBI to determine on site if sprinkler permit is required. A separate sprinkler permit is required for all related work. -DBI to determine on site if wall detail is required in Vitamin D treatment room. - Two unit strata and both units have same owner. No strata letter required. - Schedule B - Electrical, P. Eng. Blake Shine, 604-356-5131 from Opal Engineering Inc. Energy checklist is currently no longer required with your Building Permit application. Some supporting documents are still required at BP stage, specifically Envelope and HVAC, if applicable. Service Water Heating and Lighting supporting documents, if applicable, must be submitted with your related trades permits (e.g. electrical and plumbing). | SEAN CHYSYK O/A HYCREST ELECTRICAL
EP-2022-04394 | 2022-05-26 | 1832 W 1ST AVENUE, Vancouver, BC V6J 1G5 | Electrical Permit | Commercial | Addition | Completed | Installation / Repair - Commercial - installation of an communication alarm panel for a fire system | Telus Custom Security Systems Inc
EP-2022-00327 | 2022-01-18 | 2428 W 1ST AVENUE #P2, Vancouver, BC V6K 1G6 | Electrical Permit | Commercial | Renovation - Dwelling Unit(s) only | Completed | Installation / Repair - Commercial - Interior electrical work minor alteration Penthouse 2 - 4/F Interior alterations to provide improvements in Penthouse 2 on the 4th floor in this existing multiple dwelling building on this site. Related to CF-2021-015617 OK for Field Review per Kim V - Nov 30/21 This is a non sprinklered building. Scope of work: to remove wall between kitchen and dining room | 0968458 BC Ltd DBA Relight Solutions
PP-2023-01555 | 2023-05-08 | 2370 W 2ND AVENUE #1205, Vancouver, BC V6K 1J2 | Plumbing Permit | Commercial | Renovation - Dwelling Unit(s) only | Completed | Commercial - UNIT #1205 - installation of laundry | Drips & Drains Plumbing and Heating Ltd
EP-2023-00809 | 2023-02-16 | 2370 W 2ND AVENUE #1205, Vancouver, BC V6K 1J2 | Electrical Permit | Commercial | Renovation - Dwelling Unit(s) only | Completed | Installation / Repair - Commercial - To swap out unit load center to get more circuit capacity Install new washer and dryer outlet Install new outlets and light fixtures in washroom. [2-3] 4 inch LED wafer -Building is a concrete building. Bathroom is a drop ceiling . Panel is in the hallway, not on partition walls. No substantial removal of drywall. | Pacific Western Power & Control Ltd
EP-2023-06772 | 2023-08-09 | 2146 W 6TH AVENUE, Vancouver, BC V6K 1V6 | Electrical Permit | Residential | Renovation | Completed | Installation / Repair - Residential - Electrical supply for Dsplit MP-2023-01354 | Milani Electric Limited
MP-2023-01354 | 2023-07-25 | 2146 W 6TH AVENUE, Vancouver, BC V6K 1V6 | Mechanical Permit | NULL | NULL | Completed | NULL | Milani Plumbing Heating & Air Conditioning Ltd
EP-2022-00361 | 2022-01-20 | 2121 W 6TH AVENUE #114, Vancouver, BC V6K 1V5 | Electrical Permit | Residential | Renovation | Issued | Installation / Repair - Residential - Bedroom, kitchen, washroom wiring, smoke alarms etc #114 Interior alterations to provide residential improvements (washrooms, bedroom, and kitchen) to unit #114 on the 1st Floor of this existing multiple dwelling building on this site. E2 - Appliances - Upgrade to an Energuide/Energy Star appliance (washer; dryer) | Centrum Electric Ltd
PP-2022-01729 | 2022-05-19 | 2121 W 6TH AVENUE #114, Vancouver, BC V6K 1V5 | Plumbing Permit | Commercial | Addition | Completed | Commercial - 2 plumbing fixtures add: (shower ,ice maker) >BP: #114 Interior alterations to provide residential improvements (washrooms, bedroom, and kitchen) to unit #114 on the 1st Floor of this existing multiple dwelling building on this site. E2 - Appliances - Upgrade to an Energuide/Energy Star appliance (washer; dryer) | Lotus Plumbing, Heating & Gas Fitting Ltd
EP-2023-08624 | 2023-10-11 | 2121 W 6TH AVENUE #101, Vancouver, BC V6K 1V5 | Electrical Permit | Residential | Renovation - Dwelling Unit(s) only | Issued | Installation / Repair - Residential - ¦ MURB/ RENO ¦ #101 Apartment renovation - Pot lights in all areas, switches, kitchen receptacles upgraded to 20A, wiring relocations, under cabinet lights, appliance rewiring as needed | Bryan Fajkovic
GP-2023-02026 | 2023-07-11 | 2560 W 1ST AVENUE, Vancouver, BC V6K 1G7 | Gas Permit | Residential | Renovation | Completed | Residential - 1 gas fireplace Insert with vent & hook up | Fastgo System 2011 Inc DBA Fireplaces Unlimited
EP-2024-00511 | 2024-01-29 | 2564 W 1ST AVENUE, Vancouver, BC V6K 1G7 | Electrical Permit | Residential | Addition | Issued | Installation / Repair - Residential - Installation of security system | ADT Security Services Canada Inc
GP-2023-01683 | 2023-05-30 | 3523 W 3RD AVENUE, Vancouver, BC V6R 1L8 | Gas Permit | Residential | Renovation - Dwelling Unit(s) only | Completed | Residential - Installing combination boiler | Reid Brothers Plumbing & Heating Ltd
GP-2023-00851 | 2023-03-09 | 2878 W 3RD AVENUE, Vancouver, BC V6K 1M7 | Gas Permit | Residential | Renovation | Completed | Residential - re/re of existing hot water tank with tankless water heater | 1236318 BC Ltd DBA Aquatech Vancouver
GP-2022-01585 | 2022-05-26 | 1840 CYPRESS STREET, Vancouver, BC V6J 3L6 | Gas Permit | Residential | Renovation | Completed | Residential - Decommission fireplace and tied in BBQ box | Drips & Drains Plumbing and Heating Ltd
PP-2022-01690 | 2022-05-17 | 1840 CYPRESS STREET, Vancouver, BC V6J 3L6 | Plumbing Permit | Residential | Renovation - Dwelling Unit(s) only | Completed | Residential - Plumbing for: >BP: Interior and exterior alterations to provide improvements for this multiple dwelling building at this site. Scope of work includes: To renovate main floor kitchen and to remove 2 side by side French doors and replace it with single larger door. Cleared for exterior changes as per Mehdi Einifar and Maxine Schleger 04 April 2022. Structural Schedule B provided by Sebastian Guerrero OK for field review as per Nehzat J. 04 April 2022. | Drips & Drains Plumbing and Heating Ltd
EP-2022-04094 | 2022-05-19 | 1840 CYPRESS STREET, Vancouver, BC V6J 3L6 | Electrical Permit | Residential | Renovation - Dwelling Unit(s) only | Completed | Installation / Repair - Residential - To install pot lights, in-floor heat cables, kitchen reno on main floor. (CF-2022-001488) >BP: Interior and exterior alterations to provide improvements for this multiple dwelling building at this site. Scope of work includes: To renovate main floor kitchen and to remove 2 side by side French doors and replace it with single larger door. Cleared for exterior changes as per Mehdi Einifar and Maxine Schleger 04 April 2022. Structural Schedule B provided by Sebastian Guerrero OK for field review as per Nehzat J. 04 April 2022. | Eltec Electric Ltd
EP-2022-04584 | 2022-06-07 | 1930 W 3RD AVENUE #108, Vancouver, BC V6J 1L1 | Electrical Permit | Residential | Renovation | Completed | Installation / Repair - Residential - -removing two light fixtures in hallway. converting into 4 pot lights -removing light fixture in kitchen. converting into 4 pot lights -adding two lights for fire place -moving light box into center of room Note *** We've decided to go with a different scope of work. I will be retrofitting in light boxes in now and not cutting any drywal Hallway: -retrofitting two light fixture boxes Bedroom: -retrofitting light fixture box for centre of room Kitchen: -retrofitting 3 light fixture boxes Living Room: -retrofitting 2 light fixture boxes | Parenteau Electric Inc
GP-2023-03402 | 2023-11-06 | 2752 W 2ND AVENUE, Vancouver, BC V6K 1K3 | Gas Permit | Residential | Renovation | Completed | Residential - RE&RE hot water tank | Milani Plumbing Heating & Air Conditioning Ltd
GP-2023-00267 | 2023-01-23 | 2656 W 2ND AVENUE, Vancouver, BC V6K 1J9 | Gas Permit | Residential | Renovation | Completed | Residential - Re&re furnace | Milani Plumbing Heating & Air Conditioning Ltd
EP-2023-06194 | 2023-08-21 | 2626 W 2ND AVENUE, Vancouver, BC V6K 1J9 | Electrical Permit | Residential | Renovation - Dwelling Unit(s) only | Completed | Installation / Repair - Residential - Installing / adding AC, HVAC, changing some lighting circuits *MP-2023-01227: Issued (Heating and Cooling) *AC: 5520W ON DCC12 | PTX Electric Ltd
MP-2023-01227 | 2023-07-04 | 2626 W 2ND AVENUE, Vancouver, BC V6K 1J9 | Mechanical Permit | NULL | NULL | Issued | NULL | Errington Mechanical Ltd
EP-2023-11308 | NULL | 3311 W 4TH AVENUE, Vancouver, BC V6R 1N6 | Electrical Permit | Commercial | Addition | Applicant Revisions | Installation / Repair - Commercial - Connect outside signs | Big Power Electric Ltd
NULL | NULL | 3311 W 4TH AVENUE, Vancouver, BC V6R 1N6 | Electrical Permit | Commercial | Renovation | Draft | Installation / Repair - Commercial - Connect 2 signs on the exterior wall | Big Power Electric Ltd
GP-2023-03548 | 2023-11-15 | 2646 W 3RD AVENUE, Vancouver, BC V6K 1M3 | Gas Permit | Residential | Renovation | Completed | Residential - RE&RE furnace & hot water tank **Amend- November 17, 2023 - Added 1 re/re Hot Water Tank** | Milani Plumbing Heating & Air Conditioning Ltd
PP-2023-02456 | 2023-07-12 | 2370 W 2ND AVENUE #1102, Vancouver, BC V6K 1J2 | Plumbing Permit | Commercial | Renovation | Completed | Commercial - Remove old fixtures and install new >BP: #1102 - 2370 W 2nd Ave Interior alterations to unit #1102 of this existing multiple dwelling building. Scope of work includes: 1) Re & Re of bathroom. 2) Replace the bathtub with a shower. | RAHELU PLUMBING & HEATING LTD.
NULL | NULL | 2370 W 2ND AVENUE #1102, Vancouver, BC V6K 1J2 | Plumbing Permit | Residential | Renovation - Dwelling Unit(s) only | Draft | Residential - Renovation of bathroom in residential unit. To replace existing tub with new. To replace new shower head and valves with new. To replace new vanity and sink with new. | RAHELU PLUMBING & HEATING LTD.
EP-2023-09055 | 2023-10-10 | 2580 W 1ST AVENUE, Vancouver, BC V6K 1G7 | Electrical Permit | Commercial | Renovation - Dwelling Unit(s) only | Issued | Installation / Repair - Commercial - Installation of security system. | ADT Security Services Canada Inc
EP-2023-09351 | 2023-10-17 | 2595 W 1ST AVENUE, Vancouver, BC V6K 1G8 | Electrical Permit | Residential | Addition | Completed | Installation / Repair - Residential - Security roughin and finishing. >BP: Exterior and interior alterations and to add additional floor space to the existing dwelling unit (2595 W 1st) of this existing two family dwelling with built-in garage accessed from the rear lane on this inside with lane site. Letters of assurance submitted by S.N. Hsu @ 604-322-7158. Entire building to be sprinklered to NFPA-13r REUP submitted by Mark Miao at 604-999-7932. Green roof details on page AS.01 Revision #1/May 10-2021: 1)Change roof form to El. 138.86 and window openings per DP-2020-00619 2)Change cladding from stucco to wood siding 3)Replace roof garden with roof deck on 2/F north elevation 4)Update deck over living space detail-DBI to verify cross-venting 5)Add 1 skylight | Venture One Services Inc
EP-2022-05071 | 2022-06-15 | 2595 W 1ST AVENUE, Vancouver, BC V6K 1G8 | Electrical Permit | Residential | Renovation | Completed | Installation / Repair - Residential - Low voltage cabling, Security pre-wire, speakers, Audio, Video , Cat 6 cabling >BP: Exterior and interior alterations and to add additional floor space to the existing dwelling unit (2595 W 1st) of this existing two family dwelling with built-in garage accessed from the rear lane on this inside with lane site. Revision #1/May 10-2021: 1)Change roof form to El. 138.86 and window openings per DP-2020-00619 2)Change cladding from stucco to wood siding 3)Replace roof garden with roof deck on 2/F north elevation 4)Update deck over living space detail-DBI to verify cross-venting 5)Add 1 skylight | Liquid Sound Inc
SP-2022-00726 | 2022-05-10 | 2595 W 1ST AVENUE, Vancouver, BC V6K 1G8 | Sprinkler Permit | Residential | New | Completed | Residential - Installation of New fire sprinkler system Exterior and interior alterations and to add additional floor space to the existing dwelling unit (2595 W 1st) of this existing two family dwelling with built-in garage accessed from the rear lane on this inside with lane site. | Fire Busters Inc
SP-2022-00727 | 2022-05-10 | 2597 W 1ST AVENUE, Vancouver, BC V6K 1G8 | Sprinkler Permit | Residential | New | Issued | Residential - Installation of New fire sprinkler system Exterior and interior alterations to add additional floor area to the basement, main and second floors, add new exterior stairs and to validate the existing roof deck for this existing two storey plus basement side by side two family dwelling with built-in garage on this inside with lane site. | Fire Busters Inc
EP-2022-05070 | 2022-06-15 | 2597 W 1ST AVENUE, Vancouver, BC V6K 1G8 | Electrical Permit | Residential | Renovation | Completed | Installation / Repair - Residential - Pre wire for all low voltage cabling in the house, Security pre-wire, Audio, Video, Speakers, cat 6 cables >BP: Exterior and interior alterations to add additional floor area to the basement, main and second floors, add new exterior stairs and to validate the existing roof deck for this existing two storey plus basement side by side two family dwelling with built-in garage on this inside with lane site. THIS PERMIT HAS BEEN ISSUED UNDER THE REQUIREMENTS OF VBBL 2014 AND THE GREEN HOMES PROGRAM* | Liquid Sound Inc
EP-2023-09357 | 2023-10-17 | 2597 W 1ST AVENUE, Vancouver, BC V6K 1G8 | Electrical Permit | Residential | Addition | Completed | Installation / Repair - Residential - Security roughin and finishing. >BP: Exterior and interior alterations to add additional floor area to the basement, main and second floors, add new exterior stairs and to validate the existing roof deck for this existing two storey plus basement side by side two family dwelling with built-in garage on this inside with lane site. THIS PERMIT HAS BEEN ISSUED UNDER THE REQUIREMENTS OF VBBL 2014 AND THE GREEN HOMES PROGRAM* Green roof details on page AS.01 Schedule B- Structural and Geotechnical - H. Hsu P.Eng 604-322-7158 REUP Mark Miao, EasyHome Solutions at 604-999-7932 ENTIRE BUILDING TO BE SPRINKLERED TO NFPA-13R Revision #2/May 10-21: 1)Change roof form el. 138.86 and window openings per DP-2020-00619 2)Change cladding from stucco to wood siding 3)Add 1 skylight 4)Update deck over living space detail - DBI to verify cross venting | Venture One Services Inc
GP-2022-02202 | 2022-07-27 | 2597 W 1ST AVENUE, Vancouver, BC V6K 1G8 | Gas Permit | Residential | New | Issued | Residential - Installation of 1 gas permit -venting and hook up only 2597 W 1ST Ave Exterior and interior alterations to add additional floor area to the basement, main and second floors, add new exterior stairs and to validate the existing roof deck for this existing two storey plus basement side by side two family dwelling with built-in garage on this inside with lane site. | Urban Fireplaces Ltd
EP-2022-06682 | 2022-08-09 | 2597 W 1ST AVENUE, Vancouver, BC V6K 1G8 | Electrical Permit | Residential | Renovation | Expired | Temporary Power - Residential - To provide temporary power. | Kuban Electric Ltd
PP-2022-02527 | 2022-07-19 | 3290 W 4TH AVENUE #301, Vancouver, BC V6K 1R9 | Plumbing Permit | Residential | Renovation | Completed | Residential - installation two bath tub | Advantage Home Service Ltd
SP-2022-01291 | 2022-08-15 | 3290 W 4TH AVENUE #301, Vancouver, BC V6K 1R9 | Sprinkler Permit | Commercial | Renovation - Dwelling Unit(s) only | Completed | Commercial - Relocate existing 1" sprinkler line around new beam. >Interior alterations to provide improvements to this dwelling unit on the 3rd floor (#301) in this existing multiple dwelling building on this site. Scope of work: remove select partition walls in kitchen and bedroom closet, new kitchen appliances, cabinets, countertop, bathroom upgrade, lighting, finishes, electrical and plumbing. Structural Schedule B submitted by H. Ilbeigi Timouri, P.Eng., ph: 778-558-9629 OK For Field Review per K. Vogt; March 25, 2022 E2 - Appliances - Upgrade to an Energuide/Energy Star Appliance Energy checklist is currently no longer required with your Building Permit (BP) application. Some supporting documents are still required at BP stage, specifically Envelope and HVAC, if applicable. Service Water Heating and Lighting supporting documents, if applicable, must be submitted with your related trades permits (e.g. electrical and plumbing). All energy upgrades will be checked during inspections stage. It is the applicant’s responsibility to identify and note all required upgrades including energy upgrades on their BP drawings at BP stage. | Community Fire Prevention Ltd
EP-2022-08210 | 2022-09-28 | 3290 W 4TH AVENUE #301, Vancouver, BC V6K 1R9 | Electrical Permit | Residential | Renovation | Completed | Installation / Repair - Residential - small reno as the id drawing install new light fixture add new switch #301 - 3rd floor Interior alterations to provide improvements to this dwelling unit on the 3rd floor (#301) in this existing multiple dwelling building on this site. Scope of work: remove select partition walls in kitchen and bedroom closet, new kitchen appliances, cabinets, countertop, bathroom upgrade, lighting, finishes, electrical and plumbing. | LK Electrical LTD
EP-2023-10233 | 2023-11-14 | 3290 W 4TH AVENUE #402, Vancouver, BC V6K 1R9 | Electrical Permit | Commercial | Renovation - Dwelling Unit(s) only | Completed | Installation / Repair - Commercial - change fixtures, install new pot lights in existing ceiling, CUT IN RETROFIT L.E.D. LIGHTS IN EXISTING CEILING CHANGE EXISTING SWITCHES TO DIMMERS | Rebco Electrical Contractors Ltd
EP-2023-11006 | 2023-12-08 | 2475 YORK AVENUE #103, Vancouver, BC V6K 1C9 | Electrical Permit | Commercial | Renovation - Dwelling Unit(s) only | Issued | Installation / Repair - Commercial - Partial removal and replacement of branch circuit wiring at interior for renovations. Removal and replacement of breaker panel. #103 Interior alterations to provide improvements to dwelling unit #103 on the upper parking and lower ground floor of this multiple dwelling unit on this site. REVISION#1: Change of Applicant from 1052296 BC Ltd DBA: Alair Homes to Kaitlin Colhoun. Add Meypro Construction 2008 Ltd as Contractor. November 14, 2023 | Vancouver Lighthouse Electrical Ltd
PP-2023-04316 | 2023-12-13 | 2475 YORK AVENUE #104, Vancouver, BC V6K 1C9 | Plumbing Permit | Commercial | Renovation | Issued | Commercial - UNIT #104 - Apartment renovation. Alternations to bathrooms. PLEASE NOTE: Should the Fire Separation be breached the District Plumbing Inspector may request a Building Permit | Hyack Plumbing and Heating
MP-2023-01664 | 2023-09-12 | 3036 W 3RD AVENUE, Vancouver, BC V6K 1N1 | Mechanical Permit | NULL | NULL | Issued | NULL | Good Guys Heating Cooling Plumbing
EP-2023-07610 | 2023-10-10 | 3036 W 3RD AVENUE, Vancouver, BC V6K 1N1 | Electrical Permit | Residential | Renovation - Dwelling Unit(s) only | Completed | Installation / Repair - Residential - -customer is adding at 240V 17 Amp heat pump CCT and removing baseboard heat upstairs. | Arcwest Electric Ltd
GP-2023-02603 | 2023-09-06 | 3036 W 3RD AVENUE, Vancouver, BC V6K 1N1 | Gas Permit | Residential | Renovation | Issued | Residential - Removal & Gas Line cap-off natural gas furnace | Good Guys Heating Cooling Plumbing
MP-2023-01152 | 2023-06-22 | 3552 W 3RD AVENUE, Vancouver, BC V6R 1L7 | Mechanical Permit | NULL | NULL | Completed | NULL | Airstream Heating & Air Conditioning Inc
EP-2023-04607 | 2023-06-05 | 3552 W 3RD AVENUE, Vancouver, BC V6R 1L7 | Electrical Permit | Residential | Addition | Completed | Installation / Repair - Residential - Running power for a new ac *An approved mechanical permit is required for the installation of air conditioning or heat pump unit at the time of installation before an electrical inspection will be performed | Limpho's Electrical Company (LEC)
PP-2022-00627 | 2022-02-23 | 3549 W 3RD AVENUE, Vancouver, BC V6R 1L8 | Plumbing Permit | Residential | Renovation - Dwelling Unit(s) only | Completed | Residential - Adding shower to existing bathroom | Kits Plumbing and Heating Ltd
EP-2023-01415 | 2023-03-20 | 2728 W 3RD AVENUE, Vancouver, BC V6K 1M5 | Electrical Permit | Residential | Renovation | Completed | Installation / Repair - Residential - Electrical supply for Dsplit MP-2023-00221 | Milani Electric Limited
MP-2023-00221 | 2023-02-21 | 2728 W 3RD AVENUE, Vancouver, BC V6K 1M5 | Mechanical Permit | NULL | NULL | Completed | NULL | Milani Electric Limited
EP-2023-01324 | 2023-02-16 | 1963 W 3RD AVENUE #206, Vancouver, BC V6J 1L2 | Electrical Permit | Commercial | Renovation - Dwelling Unit(s) only | Completed | Installation / Repair - Commercial - bathroom / Kitchen Renovation no Structural work being performed. We are adding puck lights in the kitchen Installing 1 microwave hoodfan Changing 1 light fixture Changing 1 baseboard heater | CJR Electrical & Consulting Ltd
EP-2023-03292 | 2023-04-21 | 3220 W 4TH AVENUE #303, Vancouver, BC V6K 1R9 | Electrical Permit | Commercial | Renovation - Dwelling Unit(s) only | Completed | Installation / Repair - Commercial - Condo Renovation: branch circuits for appliance kitchen, kitchen receptacles, fireplace receptacles, New Baseboard Heating, Recessed Lighting, New Light Switching. Strata letter attached. | Cactus Electrical Corp
GP-2023-00854 | 2023-03-14 | 2089 BAYSWATER STREET, Vancouver, BC V6K 4A9 | Gas Permit | Residential | Renovation | Completed | Residential - replace a boiler | Lions Gate Heating & Cooling Ltd
EP-2023-11012 | 2023-12-12 | 2525 W 4TH AVENUE #205, Vancouver, BC V6K 1P5 | Electrical Permit | Commercial | Renovation - Dwelling Unit(s) only | Issued | Installation / Repair - Commercial - Apartment renovation that includes installing 25 recessed lights, moving washer and drier electrical branch circuits, rearranging kitchen receptacles to accommodate the new layout with branch circuits. BP: Unit #205 Interior alterations only to provide improvements to the existing Kitchen and Bathroom at this existing residential dwelling unit #205 at this existing Seagate on Fourth Multiple Dwelling building. | Ciprian Romeo Barbu
PP-2023-04203 | 2023-11-30 | 2525 W 4TH AVENUE #205, Vancouver, BC V6K 1P5 | Plumbing Permit | Commercial | Renovation - Dwelling Unit(s) only | Issued | Commercial - Remove existing bathtub and shower valve, install new shower drain and valve Relocate the laundry drain and laundry box. >BP: Unit #205 Interior alterations only to provide improvements to the existing Kitchen and Bathroom at this existing residential dwelling unit #205 at this existing Seagate on Fourth Multiple Dwelling building. | High Pressure Mechanical
PP-2022-01478 | 2022-05-09 | 2575 W 4TH AVENUE #303, Vancouver, BC V6K 1P5 | Plumbing Permit | Commercial | Renovation - Dwelling Unit(s) only | Completed | Commercial - Installing new shower base and valve. Capping off another existing shower drain and valve. No building work proposed | MetroWest Plumbing & Heating Ltd
EP-2023-09881 | 2023-11-10 | 2125 YORK AVENUE #PH14, Vancouver, BC V6K 1C4 | Electrical Permit | Commercial | Renovation - Dwelling Unit(s) only | Issued | Installation / Repair - Commercial - The apartment got fire before so have to re wire whole apartment. >BP: Related to Case File CF-2017-005790 #PH14 - 3rd floor Interior alterations to address fire damage and address work without permit at this multiple dwelling building on this site. Scope of work includes re-installment of the fire separations and to remove access to upper deck. Letters of assurance submitted: Sch B (Arch):Craig Mercs, Architect, 604.734.2004 Ok for field review as per Kirat Kang - April 4, 2022 | Om Electric Ltd
EP-2022-10522 | 2022-12-14 | 2125 YORK AVENUE #PH14, Vancouver, BC V6K 1C4 | Electrical Permit | Commercial | Renovation | Completed | Installation / Repair - Commercial - Remove the illegal wiring in a illegally converted attic space >BP: Related to Case File CF-2017-005790 Interior alterations to address fire damage and address work without permit at this multiple dwelling building on this site. Scope of work includes re-installment of the fire separations and to remove access to upper deck. Letters of assurance submitted: Sch B (Arch):Craig Mercs, Architect, 604.734.2004 Ok for field review as per Kirat Kang - April 4, 2022 | Wespac Electrical Contractor Ltd
EP-2023-03164 | NULL | 2996 W 3RD AVENUE, Vancouver, BC V6K 1N1 | Electrical Permit | Residential | Renovation - Dwelling Unit(s) only | Withdrawn | Installation / Repair - Residential - Install one EV charging station with DCC9 load shedding switch. | Corporate Electric Limited
PP-2023-00202 | 2023-01-20 | 2958 W 3RD AVENUE, Vancouver, BC V6K 1M7 | Plumbing Permit | Residential | Renovation - Dwelling Unit(s) only | Completed | Residential - Bathroom Renovation **No Building alterations or Building work otherwise a BP will be required | Modern Blue Mechanical Ltd
EP-2023-00292 | 2023-01-13 | 2958 W 3RD AVENUE, Vancouver, BC V6K 1M7 | Electrical Permit | Residential | Renovation - Dwelling Unit(s) only | Completed | Installation / Repair - Residential - Replacing existing bathroom fan, potlights. Providing power for lit mirrow, relocating existing counter plug and heated floors thermostat. | Global Energy Electric Ltd
GP-2023-02533 | 2023-08-31 | 2517 W 1ST AVENUE, Vancouver, BC V6K 1G8 | Gas Permit | Residential | Addition | Completed | Residential - re and re gas range | Christopher Sterling
GP-2022-01066 | 2022-04-05 | 2521 W 1ST AVENUE, Vancouver, BC V6K 1G8 | Gas Permit | Residential | Renovation | Completed | Residential - Decommission and remove furnace. Replace with new. | Ashton Service Group/Ashton Mechanical Ltd.
EP-2022-05972 | 2022-07-21 | 1688 CYPRESS STREET #504, Vancouver, BC V6J 5J1 | Electrical Permit | Residential | Renovation - Dwelling Unit(s) only | Completed | Installation / Repair - Residential - Renovate bedrooms and office space with new pot lights and new walls complete with receptacles. >BP: #504 - 5th Floor Interior alterations to provide improvements to this existing dwelling unit on the 5th floor (#504) in this existing mixed-use commercial/residential building on this site. Scope of work: Demolish interior walls, construct partition walls to create a study room space, bathroom upgrade to replace shower to bathtub, remove and relocate millwork, electrical, plumbing and sprinkler work | INUK ELECTRICAL SERVICES INC
SP-2022-00337 | 2022-03-09 | 3126 W 4TH AVENUE, Vancouver, BC V6K 1R7 | Sprinkler Permit | Commercial | Renovation - Dwelling Unit(s) only | Completed | Commercial - one sidewall sprinkler in bulkhead need relocted by demolation Interior alterations to provide improvements in this existing multiple dwelling building on this site. Scope of work includes moving no-load bearing walls, new flooring, cabinetry, plumbing and electrical. *****This application does not include any of the following: 1. Not more than 20 sprinklers (add, relocate, or remove), 2. hydraulic calculations, 3. change in occupancy and /or hazard classification, 4. warehouse storage arrangements, 5. mobile compact storage arrangements, 6. alternative solutions, 7. changes to the sprinkler system supply piping (e.g. valves, mains, cross-mains, branch-lines, etc.), or 8. flexible sprinkler pipe. | Spectrum Fire Protection Ltd
PP-2022-00625 | 2022-02-22 | 3126 W 4TH AVENUE, Vancouver, BC V6K 1R7 | Plumbing Permit | Residential | Renovation | Completed | Residential - Bathroom and kitchen renovation including all new fixtures... Interior alterations to provide improvements in this existing multiple dwelling building on this site. Scope of work includes moving no-load bearing walls, new flooring, cabinetry, plumbing and electrical. | Matthew Le Gal DBA Imperial Plumbing & Heating
EP-2022-00422 | 2022-02-09 | 3126 W 4TH AVENUE, Vancouver, BC V6K 1R7 | Electrical Permit | Residential | Renovation - Dwelling Unit(s) only | Completed | Installation / Repair - Residential - New kitchen lighting New bathroom lighting/bath fan >BP: Interior alterations to provide improvements in this existing multiple dwelling building on this site. Scope of work includes moving no-load bearing walls, new flooring, cabinetry, plumbing and electrical. Schedule B - Structural - Roger De Villa - 778-316-2871 Energy upgrade: E2 - Lighting - Install energy efficient lighting fixtures (single occupied space area) Energy checklist is currently no longer required with your Building Permit (BP) application. Some supporting documents are still required at BP stage, specifically Envelope and HVAC, if applicable. Service Water Heating and Lighting supporting documents, if applicable, must be submitted with your related trades permits (e.g. electrical and plumbing). All energy upgrades will be checked during inspections stage. It is the applicant’s responsibility to identify and note all required upgrades including energy upgrades on their BP drawings at BP stage. Ok for Field Review as per Kirat Kang, January 20,2022 | Livewire Energy Services Ltd.
EP-2023-05154 | 2023-06-27 | 1888 YORK AVENUE #408, Vancouver, BC V6J 5H8 | Electrical Permit | Commercial | Addition | Issued | Installation / Repair - Commercial - Adding mini Split on units patio NO MP AT THIS TIME. | Bisco Electrical Contracting Ltd
PP-2022-01341 | 2022-04-22 | 2493 W 1ST AVENUE #303, Vancouver, BC V6K 1G5 | Plumbing Permit | Commercial | Renovation - Dwelling Unit(s) only | Completed | Commercial - UNIT 303 - 3RD FLOOR - disconnect and installation of a new bathtub, installation of a new wall mount lavatory faucet, Unit 303 - 3rd Floor Interior alterations to one bathroom located in residential dwelling unit #303 of this existing multiple dwelling building on this site. Scope of work is limited to changing the fixtures, update flooring, replacing tiles, new lighting and bathroom fan. No other alterations are proposed within this unit. | A Plus Plumbing Ltd
EP-2022-02013 | 2022-03-17 | 2428 W 1ST AVENUE #107, Vancouver, BC V6K 1G6 | Electrical Permit | Residential | Addition | Completed | Installation / Repair - Residential - Add new 100 amp single phase sub service for unit # 107 -It's currently fed from the house panel with no BC Hydro meter. We are moving it to the main distribution panel and added a BC Hydro meter. It's NEW as far as it will now have a meter, but it's an existing unit, existing panel, etc. The size of service will stay the same. | Tower Electric Ltd
PP-2023-00620 | 2023-02-22 | 1716 CYPRESS STREET, Vancouver, BC V6J 4W2 | Plumbing Permit | Residential | Renovation | Completed | Residential - Plumbing >DB: Exterior and interior alterations to renovate this existing townhouse 1716 Cypress Street in this existing Multiple Dwelling building on this site. the scope include to remove one window and infill the opening to below area on the 2nd floor. | Avante Plumbing & Heating Ltd
EP-2023-01651 | 2023-02-27 | 1716 CYPRESS STREET, Vancouver, BC V6J 4W2 | Electrical Permit | Residential | Renovation | Completed | Installation / Repair - Residential - Interior reno electrical, building permit DB-2022-05568. One wall removed in the kitchen and the closet in the master bedroom removed. New light fixtures and pot lights >BP: Exterior and interior alterations to renovate this existing townhouse 1716 Cypress Street in this existing Multiple Dwelling building on this site. the scope include to remove one window and infill the opening to below area on the 2nd floor. OK for DB per Shadi (POD) Letters of assurance submitted: Sch B/D (Arch): Andrew Igel, AIBC, 778.839.4260 | JIU DING ELECTRIC LTD
GP-2023-03818 | 2023-12-01 | 3657 W 2ND AVENUE, Vancouver, BC V6R 1J6 | Gas Permit | Residential | Renovation | Completed | Residential - Combination boiler installation. | Reid Brothers Plumbing & Heating Ltd
EP-2022-08900 | NULL | 2239 W 1ST AVENUE #404, Vancouver, BC V6K 1E9 | Electrical Permit | Residential | Renovation - Dwelling Unit(s) only | Withdrawn | Installation / Repair - Residential - Updating all the old receptacles and switches, new baseboard and thermostats, LED lights | ALM Electric Inc
EP-2022-10803 | NULL | 3437 W 4TH AVENUE #4, Vancouver, BC V6R 1N7 | Electrical Permit | Residential | Tenant Improvement | Application Incomplete | Installation / Repair - Residential - Installation of load miser for EV charger in parkade. DCC9 load. | F & S Electrical Ltd
EP-2022-09986 | NULL | 3437 W 4TH AVENUE #4, Vancouver, BC V6R 1N7 | Electrical Permit | Commercial | Addition | Applicant Revisions | Installation / Repair - Commercial - Installing an EV Charger as well as an energy management system for the EV Charger | EZ BC Electric Ltd
PP-2022-02890 | 2022-08-18 | 1659 BALSAM STREET #H, Vancouver, BC V6K 3L9 | Plumbing Permit | Residential | Renovation | Completed | Residential - install toilet basin and shower >BP: Interior alterations to provide improvements to this existing dwelling unit 1659 Balsam Street at this multiple dwelling building on this site. Scope of work includes replace master bathtub with walk in shower, | ERIC PLOURDE PLUMBING & HEATING LTD
EP-2022-07155 | 2022-08-25 | 1659 BALSAM STREET #H, Vancouver, BC V6K 3L9 | Electrical Permit | Residential | Renovation | Completed | Installation / Repair - Residential - Rewire main floor- reconfigure bedrooms and bath >BP: Interior alterations to provide improvements to this existing dwelling unit 1659 Balsam Street at this multiple dwelling building on this site. Scope of work includes replace master bathtub with walk in shower, E2 – Service Water Heating (SWH) - Install low flow shower heads in all showers OK to process as DTI as per S. Dugaro May 9, 2022 | Larry Husty
PP-2022-02407 | 2022-07-12 | 1666 ARBUTUS STREET, Vancouver, BC V6J 3X2 | Plumbing Permit | Commercial | Renovation - Dwelling Unit(s) only | Completed | Commercial - Re+re basement bathtub. New shower, lav, WC, kitchen sink, and washer locations. >Interior alterations to provide improvements to this existing unit in this existing townhouse complex on this site. Scope of work: re and re bathrooms. Relocate interior walls. Relocate laundry. Relocate Kitchen to 2nd floor. Plumbing and electrical upgrades. OK for field review as per Rosa Astorino - January 27, 2022 Letter of assurance submitted by: Sharat Chande P.Eng, Stuructural Schedule B | Cypress Plumbing And Heating Ltd
EP-2022-05831 | NULL | 1666 ARBUTUS STREET, Vancouver, BC V6J 3X2 | Electrical Permit | Residential | Renovation | Withdrawn | Installation / Repair - Residential - Large renovation throughout the home | Vancity Electric Inc
EP-2022-04744 | 2022-06-07 | 1666 ARBUTUS STREET, Vancouver, BC V6J 3X2 | Electrical Permit | Residential | Renovation | Completed | Installation / Repair - Residential - Kitchen and bathroom renovation with new lighting and outlets throughout >BP: Interior alterations to provide improvements to this existing unit in this existing townhouse complex on this site. Scope of work: re and re bathrooms. Relocate interior walls. Relocate laundry. Relocate Kitchen to 2nd floor. Plumbing and electrical upgrades. | Vancity Electric Inc
EP-2024-00423 | 2024-01-19 | 1860 W 1ST AVENUE, Vancouver, BC V6J 1G5 | Electrical Permit | Residential | Renovation | Issued | Installation / Repair - Residential - Renovation to the 3 bathrooms, updating switches, receptacles, pot lights, bath fans, vanity lights. >BP: Interior alterations to provide improvements to dwelling unit 1860 W 4th Ave on the 3rd and 4th floors of this mixed-use building on this site. Work to renovate the two bathrooms. | Kybe Electrical Contracting Ltd
MP-2022-00234 | 2022-09-20 | 3230 W 5TH AVENUE, Vancouver, BC V6K 1V4 | Mechanical Permit | NULL | NULL | Completed | NULL | Milani Electric Limited
EP-2022-07880 | 2022-09-23 | 3230 W 5TH AVENUE, Vancouver, BC V6K 1V4 | Electrical Permit | Residential | Renovation | Completed | Installation / Repair - Residential - Electrical supply for Dsplit- AC UNIT >MP-2022-00234 | Milani Electric Limited
EP-2023-03558 | 2023-04-28 | 3232 W 5TH AVENUE, Vancouver, BC V6K 1V4 | Electrical Permit | Residential | Renovation | Issued | Installation / Repair - Residential - Install branch circuit for cooktop, 8 potlights and relocate existing kitchen receptacles. | Aaron Ronald Thom
SP-2023-00895 | 2023-05-19 | 3232 W 5TH AVENUE, Vancouver, BC V6K 1V4 | Sprinkler Permit | Residential | Renovation | Completed | Residential - To Relocate 5 fire sprinkler heads | General Sprinkler Systems Ltd
PP-2023-01726 | 2023-05-17 | 3232 W 5TH AVENUE, Vancouver, BC V6K 1V4 | Plumbing Permit | Residential | Renovation | Completed | Residential - Water pipe replacement | RADAR PLUMBING AND HEATING
NULL | NULL | 3232 W 5TH AVENUE, Vancouver, BC V6K 1V4 | Gas Permit | NULL | New | Draft | - Rough in and install gas appliances | RADAR PLUMBING AND HEATING
NULL | NULL | 3232 W 5TH AVENUE, Vancouver, BC V6K 1V4 | Plumbing Permit | Residential | Renovation | Withdrawn | Residential - Removing existing water pipe and replacing it with pex water piping | RADAR PLUMBING AND HEATING
NULL | NULL | 3232 W 5TH AVENUE, Vancouver, BC V6K 1V4 | Mechanical Permit | NULL | NULL | Draft | NULL | NULL
EP-2023-07654 | 2023-08-29 | 1344 WALNUT STREET, Vancouver, BC V6J 3R3 | Electrical Permit | Commercial | Renovation | Issued | Installation / Repair - Commercial - Rough wire and finish rooftop addition >BP: Exterior alterations to this dwelling unit (1344 Walnut St) to enclose a rooftop structure on the existing multiple dwelling building on this site. Work to include enclosing 4th side of rooftop enclosure, adding interior wall to enclosed space, and relocating rooftop drain out of enclosed area. | ACS ELECTRICAL LTD
EP-2022-05099 | 2022-06-15 | 1344 WALNUT STREET, Vancouver, BC V6J 3R3 | Electrical Permit | Residential | Tenant Improvement | Completed | Installation / Repair - Residential - Running power from the house panel to a new motorized gate. Asphalt to be cut and trench to be dug by third party. Will also include potentially changing the sub panel to accommodate a new circuit. | Wicks Electric Inc
EP-2022-06618 | 2022-08-08 | 1338 WALNUT STREET, Vancouver, BC V6J 3R3 | Electrical Permit | Residential | Renovation | Completed | Installation / Repair - Residential - Inspect non permitted work >BP: CF-2020-001202 To provide interior alterations to this existing residential unit in this existing 3-storey multiple dwelling residential building. Scopes of work include: - bathroom & kitchen renovations. - attic conversion to a mechanical room. - Re & re windows and sliding doors in existing openings. ******THIS PERMIT HAS BEEN REVIEWED AND ISSUED UNDER THE REQUIREMENTS OF VBBL 2019 ******** Building Review Branch Notes: 1. Attic shall not be used for occupancy or storage at any time. 2. Sch. A, Arch. B & Struct. B are submitted. 3. Part 11 upgrade levels F2, S2, N3 & A2 are met. Project is eligible for an exemption from energy upgrade requirements. | Zygmunt Pawel Matyga
EP-2022-06617 | NULL | 1338 WALNUT STREET, Vancouver, BC V6J 3R3 | Electrical Permit | Residential | Renovation | Withdrawn | Installation / Repair - Residential - Inspect and correct non permitted work | Zygmunt Pawel Matyga
PP-2021-03577 | 2022-08-04 | 1338 WALNUT STREET, Vancouver, BC V6J 3R3 | Plumbing Permit | Residential | Renovation | Completed | Residential - Inspect plumbing work for issues at owners request. >CF-2020-001202 To provide interior alterations to this existing residential unit in this existing 3-storey multiple dwelling residential building. Scopes of work include: - bathroom & kitchen renovations. - attic conversion to a mechanical room. - Re & re windows and sliding doors in existing openings. ******THIS PERMIT HAS BEEN REVIEWED AND ISSUED UNDER THE REQUIREMENTS OF VBBL 2019 ******** Building Review Branch Notes: 1. Attic shall not be used for occupancy or storage at any time. 2. Sch. A, Arch. B & Struct. B are submitted. 3. Part 11 upgrade levels F2, S2, N3 & A2 are met. Project is eligible for an exemption from energy upgrade requirements. | Meridian West Mechanical Ltd
MP-2023-00734 | 2023-05-01 | 2999 W 2ND AVENUE #A, Vancouver, BC V6K 1K5 | Mechanical Permit | NULL | NULL | Completed | NULL | Tek Climate Heating & Air Conditioning Ltd
EP-2023-08917 | NULL | 2999 W 2ND AVENUE #A, Vancouver, BC V6K 1K5 | Electrical Permit | Residential | Addition | Applicant Revisions | Installation / Repair - Residential - A/C WIRING -A/C wiring installed behind house MP-2023-00734 | Tek Climate Heating & Air Conditioning Ltd
EP-2022-10358 | 2022-12-08 | 1812 MACDONALD STREET, Vancouver, BC V6K 3X9 | Electrical Permit | Commercial | Renovation - Dwelling Unit(s) only | Cancelled | Installation / Repair - Commercial - Install Washing Machine Receptacle Relocate Dryer Receptacle | PTX Electric Ltd
GP-2022-02530 | 2022-08-24 | 2764 W 2ND AVENUE, Vancouver, BC V6K 1K3 | Gas Permit | Residential | Renovation | Cancelled | Residential - Decommission and remove furnace Outdoor Heat Pump unit installed in the front yard | Ashton Service Group/Ashton Mechanical Ltd.
EP-2022-01326 | 2022-02-23 | 2758 W 2ND AVENUE, Vancouver, BC V6K 1K3 | Electrical Permit | Residential | Tenant Improvement | Completed | Installation / Repair - Residential - Replace existing 125A panel with new 125A combination panel and installing a DCC12 controller for future EV car charger. -Please see attached load calculation. No additional loads being added, only DCC controller for potential future EV car charger. Replacing old faulty panel for safety reasons. | ANS Electrical Installations Ltd
EP-2022-10660 | 2022-12-23 | 3747 W 10TH AVENUE, Vancouver, BC V6R 2G5 | Electrical Permit | Commercial | Tenant Improvement | Completed | Installation / Repair - Commercial - Meter was disconnected 5 years ago so BC hydro wants a permit to re-energize. We are not doing any work in the unit just need to get the panel re-energized. | F & S Electrical Ltd
NULL | NULL | 1629 YEW STREET, Vancouver, BC V6K 3E6 | Mechanical Permit | NULL | NULL | Draft | NULL | NULL
EP-2023-08718 | 2023-09-27 | 2110 CORNWALL AVENUE #205, Vancouver, BC V6K 1B4 | Electrical Permit | Residential | Renovation | Completed | Installation / Repair - Residential - Electrical installation for kitchen redesign, installation of new pots. >BP: Interior alterations to Unit # 205-2110 Cornwall Avenue in this existing multiple dwelling building. Scope of work includes: 1) Kitchen Re & Re renovation. 2) Removal of non load bearing wall around kitchen area. 3) Removal of the fireplace. 4) New flooring. 5) New lighting and electrical in the kitchen area. REVISION #1: Change of Applicant from Sean Clarke DBA: SJ Construction to Teresa Regan and change of Contractor from 1170713 BC Ltd to Topnotch Woodworking Ltd. OK to process as DTI as per M. Meier May 11, 2023 | Bartecko Electrical Ltd
GP-2023-02258 | 2023-07-31 | 1575 BALSAM STREET #204, Vancouver, BC V6K 3L7 | Gas Permit | Residential | New | Completed | Residential - 2 natural gas direct vent fireplaces | Vancouver Gas Fireplaces Ltd
PP-2023-01784 | 2023-05-23 | 2211 BURRARD STREET, Vancouver, BC V6J 3H9 | Plumbing Permit | Commercial | Tenant Improvement | Completed | Commercial - delete a urinal , RE and Re lav , Re and Re water closet >BP: Interior alterations to provide tenant improvements to this existing vehicle dealer on the ground floor of this existing mixed-use building. | VANMECH PLUMBING & HEATING LTD.
SP-2023-00667 | 2023-04-18 | 2211 BURRARD STREET, Vancouver, BC V6J 3H9 | Sprinkler Permit | Commercial | Tenant Improvement | Completed | Commercial - Drywall ceilings removed and pendant heads to be turned back up to uprights as if the original shell space, other area the layout to remain the same as the head locations will still work >BP: Interior alterations to provide tenant improvements to this existing vehicle dealer on the ground floor of this existing mixed-use building. *****This application does not include any of the following: 1. Not more than 20 sprinklers (add, relocate, or remove), 2. hydraulic calculations, 3. change in occupancy and /or hazard classification, 4. warehouse storage arrangements, 5. mobile compact storage arrangements, 6. alternative solutions, 7. changes to the sprinkler system supply piping (e.g. valves, mains, cross-mains, branch-lines, etc.), or 8. flexible sprinkler pipe. | Aqueduct Life Safety Ltd
EP-2023-02898 | 2023-04-05 | 2211 BURRARD STREET, Vancouver, BC V6J 3H9 | Electrical Permit | Commercial | Tenant Improvement | Completed | Installation / Repair - Commercial - Tenant Improvement to this existing vehicle dealer. >BP: Interior alterations to provide tenant improvements to this existing vehicle dealer on the ground floor of this existing mixed-use building. E2 - Lighting - Upgrade to incorporate Scheduled Shutoff (per 9.4.1.1.(i) of ASHRAE 90.1-2016) | Colwin Electrical Group
EP-2022-06939 | NULL | 4387 W 10TH AVENUE #402, Vancouver, BC V6R 2H6 | Electrical Permit | Commercial | Tenant Improvement | Withdrawn | Installation / Repair - Commercial - No change to existing service . Electrical installation for heat pump. BP not required. Mechanical permit: MP-2022-00118 | Moore And Russell Heating And Air Conditioning Ltd
MP-2022-00118 | 2022-08-17 | 4387 W 10TH AVENUE #402, Vancouver, BC V6R 2H6 | Mechanical Permit | NULL | NULL | Cancelled | NULL | Moore And Russell Heating And Air Conditioning Ltd
GP-2023-00778 | 2023-03-06 | 2968 POINT GREY ROAD, Vancouver, BC V6K 1B1 | Gas Permit | Residential | Addition | Completed | Residential - re and re gas range | Christopher Sterling
EP-2022-07465 | 2022-09-27 | 3769 W 7TH AVENUE #321, Vancouver, BC V6R 1W6 | Electrical Permit | Residential | Renovation | Completed | Installation / Repair - Residential - Full reno in a 2 bedroom condo in Vancouver. -We are changing all plugs/switches to new ones. -Adding pot lights everywhere in the unit; living room, bedroom, kitchen, hallway, bathrooms. -In the kitchen most of the stuff will be existing. They are changing the range to a cook top+ oven. Adding a mini fridge. -New fans in both bathrooms -Pulling low voltage cable for internet in living room and bedrooms -Pulling speaker cables in living room and bedrooms -Adding smoke detectors to comply with code >BP: Interior alterations to provide improvements to suite (#321) on the 3rd floor of this existing multiple dwelling building on this site. Scope of work includes kitchen/ bathroom updates and to remove 2 interior kitchen walls. E2 - HVAC - Install timers (up to 60 minute), or humidistat for washroom fan(s) Structural Schedule B submitted by Frankie Xu, P.Eng., ph:778.895.0848 OK for DTI as per S.Yu on June 21, 2022 Amend: Nov 16, 2022 added Infloor heat to bathroom. (Heat mat purchased by others ) existing baseboard circuit used. Not much extra work , just different scope for final . | Shield Electric Ltd
PP-2022-03216 | 2022-09-15 | 3769 W 7TH AVENUE #321, Vancouver, BC V6R 1W6 | Plumbing Permit | Residential | Renovation | Completed | Residential - ADDITION OF A SHOWER, ALL OTHER WORK IS RE & RE IN THE SAME PLACE >BP: #321 - 3rd floor Interior alterations to provide improvements to suite (#321) on the 3rd floor of this existing multiple dwelling building on this site. Scope of work includes kitchen/ bathroom updates and to remove 2 interior kitchen walls. E2 - HVAC - Install timers (up to 60 minute), or humidistat for washroom fan(s) Structural Schedule B submitted by Frankie Xu, P.Eng., ph:778.895.0848 | Hillcrest Plumbing & Heating (1967) Ltd
PP-2023-01167 | 2023-04-06 | 3875 W 4TH AVENUE #220, Vancouver, BC V6R 4H8 | Plumbing Permit | Commercial | Renovation - Dwelling Unit(s) only | Completed | Commercial - UNIT #220 - Re and re of 3 piece bathroom and kitchen with dishwasher >BP: #220 - 2nd Floor CF-2022-002581 Interior alterations to validate WWOP improvements to this existing dwelling unit on the 2nd floor (#220) in this existing multiple dwelling building on the site. Scope of work to include: remove non-loadbearing wall between kitchen and dining room, new millwork and flooring, new bathroom fixtures, pot lights, electrical and plumbing work to suit. | Tideline Mechanical Inc
EP-2022-01464 | 2022-02-25 | 3875 W 4TH AVENUE #220, Vancouver, BC V6R 4H8 | Electrical Permit | Residential | Renovation | Completed | Installation / Repair - Residential - To add/remove/relocate the receptacles, lights and switches at kitchen, living area, and bedrooms for a renovation of this apartment | Zuoyuan Liu
EP-2023-05638 | 2023-07-10 | 3777 W 8TH AVENUE #111, Vancouver, BC V6R 1Z2 | Electrical Permit | Residential | Renovation | Issued | Installation / Repair - Residential - RE & RE PLUGS, SWITCHES , LIGHTING FIXTURES , BASEBOARDS & FLOOR HEAT IN BATHROOMS | Tsawwassen Electric Inc
PP-2023-02329 | 2023-06-30 | 3777 W 8TH AVENUE #111, Vancouver, BC V6R 1Z2 | Plumbing Permit | Commercial | Renovation - Dwelling Unit(s) only | Issued | Commercial - Re/re kitchen sink, toilet, lav sink and shower valve **No Building alterations or Building work otherwise a BP will be required | Drips & Drains Plumbing and Heating Ltd
EP-2023-10052 | 2023-12-14 | 2083 ALMA STREET #101, Vancouver, BC V6R 4N6 | Electrical Permit | Commercial | Renovation | Issued | Installation / Repair - Commercial - Re and re of lighting fixture with new lighting control system -We are going to be replacing 2 existing panels, (no electrical room work), new 2x2 lighting, track lighting, and EM/Exit Signs, new Acuity lighting controls system. -Installation of 3 bells, and replacing 2 pull stations as well as re verification *Existing transformer secondary conductor "205-4A" 250CU: 255A ampacity to comply with 14-100(F) >BP: Interior alt to remove and install new walls, doors, and electrical work of this existing Retail Store. Letters of assurance submitted by: Douglas Gifford, Architect, AIBC, Schedule A, Architectural Schedule B. SunJae Jang, P.Eng, Electrical Schedule B. Zhe Jia (Jack) Zhang, P.Eng, Mechanical and Plumbing Schedule B. A Sprinkler permit may be required, as determined by the District Building Inspector. Revision 1- see Cover Page under Applicatiion Documents for description | Coast to Coast Electric Ltd
EP-2023-11218 | 2023-12-18 | 2083 ALMA STREET #200, Vancouver, BC V6R 4N6 | Electrical Permit | Commercial | Renovation | Completed | Installation / Repair - Commercial - Relocating circuits for new front service area. Pull new data and termination of data. Pull new circuits for new equipment. BP: #200 - 2083 Alma Street. Interior alterations to provide improvements to the service area of this existing Restaurant Class 1 tenant at unit #200 on the second floor of this commercial building on this site. Scope of work: 1) Remodel of service area (millwork). 2) Relocation of plumbing lines at front service area. 3) New wall and floor tiles and finishes in reception area. 4) Relocation of existing circuits as required. | Tycor Electric Ltd
PP-2022-01884 | 2022-06-17 | 2083 ALMA STREET #200, Vancouver, BC V6R 4N6 | Plumbing Permit | Commercial | Renovation | Completed | Commercial - Commercial Plumbing: Install new drain lines for coke and juice machine to existing drainage lines trenching. >BP: #200 - 2083 Alma Street. Interior alterations to provide improvements to the service area of this existing Restaurant Class 1 tenant at unit #200 on the second floor of this commercial building on this site. Scope of work: 1) Remodel of service area (millwork). 2) Relocation of plumbing lines at front service area. 3) New wall and floor tiles and finishes in reception area. 4) Relocation of existing circuits as required. Energy upgrade chosen: E2 Lighting retrofit path - Upgrade lighting to partial automatic on per 9.4.1.1(c) of ASHREAE 90.1-2016. OK for Field Review per W.Wong | Capital Building Maintenance & Restoration Incorporation
PP-2023-02652 | 2023-07-26 | 2964 POINT GREY ROAD, Vancouver, BC V6K 1B1 | Plumbing Permit | Residential | New | Completed | Residential - to install a DCVA for lawn irrigation | University Sprinkler Systems Incorporated
EP-2023-01478 | 2023-02-27 | 1535 VINE STREET #2, Vancouver, BC V6K 3J1 | Electrical Permit | Commercial | Renovation | Completed | Installation / Repair - Commercial - Renovation work: moving light fixture, rerouting wire to new appliances location, add some pot light ,switch and plug. >BP: #2 - 1535 Vine St Interior alterations to provide improvements to the dwelling unit (#2) in this existing Multiple Dwelling building on site. Scope of work: Kitchen & Bathroom updates. | IDEAL ELECTRICAL LTD
PP-2023-00459 | 2023-02-09 | 1535 VINE STREET #2, Vancouver, BC V6K 3J1 | Plumbing Permit | Commercial | Renovation - Dwelling Unit(s) only | Completed | Commercial - UNIT #2 - Kitchen and bath reno >BP: #2 - 1535 Vine St Interior alterations to provide improvements to the dwelling unit (#2) in this existing Multiple Dwelling building on site. Scope of work: Kitchen & Bathroom updates. | Poco Plumbing & Heating Ltd
GP-2022-04074 | 2022-12-20 | 2544 YORK AVENUE, Vancouver, BC V6K 1E3 | Gas Permit | Residential | New | Completed | Residential - Replacment of failed gas water heater with new unit | Emanuele Porra
GP-2023-02152 | 2023-07-19 | 1941 WHYTE AVENUE, Vancouver, BC V6J 1B4 | Gas Permit | Residential | Renovation - Dwelling Unit(s) only | Completed | Residential - Installing tankless water heater *Amend - September 11, 2023 - To install additional gas piping from the meter to the water heater as there is currently not enough gas coming through to support the BTU Capacity of the tankless water heater. | Reid Brothers Plumbing & Heating Ltd
GP-2023-02653 | NULL | 1941 WHYTE AVENUE, Vancouver, BC V6J 1B4 | Gas Permit | Residential | Renovation - Dwelling Unit(s) only | Withdrawn | Residential - Installing gas line from meter to water heater | Reid Brothers Plumbing & Heating Ltd
EP-2022-05790 | 2022-07-12 | 2074 CREELMAN AVENUE, Vancouver, BC V6J 1C3 | Electrical Permit | Residential | Renovation | Completed | Installation / Repair - Residential - Clean up/relocate receptacles and switches along wall between suites to allow wall to be fire rated >BP:Building Permit for DP-2021-00679 interior alterations to existing two family dwelling scope of work. legalize loft in attic that was built without permit >> AMEND July 21,2022 : disconnect in ceiling radiant heat on second floor and install baseboard heaters to replace | John Scott Wilson DBA JSW Electric
NULL | NULL | 1339 CHESTNUT STREET, Vancouver, BC V6J 3K1 | Electrical Permit | Residential | New | Withdrawn | Installation / Repair - Residential - The customer wants to install a Heat Pump but the Main service is 200 amp and there are 6 apartments on the service as well as the House Panel. Each Apartment is on a 70 amp Fused switch. There are already two AC units installed with a current rating of 15 amps. I want to install a load share on the dryer circuit. | Gerald W Jansen & Jody Jansen
EP-2022-07398 | 2022-09-02 | 1339 CHESTNUT STREET, Vancouver, BC V6J 3K1 | Electrical Permit | Residential | Renovation | Completed | Installation / Repair - Residential - Electrical supply for heatpump *MP-2022-00177 *2023.02.16 Amendment: "Heat pump load is shared with load sharing device Divvee40" | Milani Electric Limited
MP-2022-00177 | 2022-09-02 | 1339 CHESTNUT STREET, Vancouver, BC V6J 3K1 | Mechanical Permit | NULL | NULL | Completed | NULL | Milani Electric Limited
GP-2023-02939 | 2023-10-05 | 1363 CHESTNUT STREET, Vancouver, BC V6J 3K1 | Gas Permit | Residential | Renovation | Completed | Residential - hot water tank replacement | Reid Brothers Plumbing & Heating Ltd
EP-2022-01350 | 2022-02-23 | 1946 MCNICOLL AVENUE, Vancouver, BC V6J 1A6 | Electrical Permit | Residential | Renovation | Completed | Installation / Repair - Residential - Bathroom renovation - changing the layout in 2 bathrooms , new plug locations and heated towel racks >BP: Interior alterations to provide improvements to this existing two famiy dwelling on this site. OK for field review as per Rosa Astorino - November 17, 2021 Letter of assurance provided by: Heather Howat, 604-669-9647, Schedule A & Schedule B (Architectural) Scope of Work: Renovation of two bathrooms including new fixture, millwork, tiles, plumbing and electrical on ground and upper floor. | Torr Electric
PP-2022-00497 | 2022-02-14 | 1946 MCNICOLL AVENUE, Vancouver, BC V6J 1A6 | Plumbing Permit | Residential | Renovation | Completed | Residential - First and third floor bathroom renovation Interior alterations to provide improvements to this existing two famiy dwelling on this site. Scope of Work: Renovation of two bathrooms including new fixture, millwork, tiles, plumbing and electrical on ground and upper floor. | Total Force Mechanical Ltd
EP-2023-02307 | 2023-03-17 | 2828 YEW STREET #307, Vancouver, BC V6K 4W5 | Electrical Permit | Residential | Renovation - Dwelling Unit(s) only | Completed | Installation / Repair - Residential - REMODELLING OF KITCHEN, APPLIANCES, RECEPTACLES AND LIGHTING. RENOVATION OF BATHROOMS AND OTHER LIGHTING CHANGES. >BP: Interior alterations to unit #307 - 2828 Yew Street. Scope of work: - Re & Re kitchen countertops, backsplash, appliances, lighting and cabinets, updated bathrooms, re/re closet & interior doors, remove popcorn ceiling, finishes, painting & flooring, plumbing fixtures & electrical work. Ok for Field Review as per M. Meier Energy Upgrade: E2 - Lighting - Install energy efficient lighting fixtures (single occupied space area) | Supercharger Electric Ltd
PP-2023-01351 | 2023-04-18 | 2828 YEW STREET #307, Vancouver, BC V6K 4W5 | Plumbing Permit | Commercial | Renovation | Completed | Commercial - - Replacing shower valves and shower base/bathtub - Re&re toilet and bathroom sink/faucet - Re&re kitchen sink and dishwasher >BP: #307 - 2828 Yew Street Interior alterations to unit #307 - 2828 Yew Street. Scope of work: - Re & Re kitchen countertops, backsplash, appliances, lighting and cabinets, updated bathrooms, re/re closet & interior doors, remove popcorn ceiling, finishes, painting & flooring, plumbing fixtures & electrical work. | Hippo Plumbing and Heating Ltd
PP-2022-00009 | 2022-01-18 | 1424 WALNUT STREET #103, Vancouver, BC V6J 3R3 | Plumbing Permit | Residential | Renovation | Completed | Residential - Townhouse changed tub & faucet CF-2021-010816 Interior alterations to the ground floor (unit #103) of this existing multiple dwelling building to renovate the kitchen and bathroom area. Scope of work includes work to a fire-separation wall. | Sea To Sky Plumbing & Heating Supplies Ltd
EP-2024-00521 | 2024-02-01 | 2233 BURRARD STREET #210, Vancouver, BC V6J 3H9 | Electrical Permit | Commercial | Tenant Improvement | Issued | Installation / Repair - Commercial - Electrical tenant improvement for units 209, 210, and 212. Also install an electrical information meter in unit 210 (not for billing purposes). Scope of work: Isolate all electrical wiring from the electrical panel installed in unit 212 so that a 100 Amps, single phase, information meter can be installed for units 209 and 210 (these are considered as one unit), and also provide electrical tenant improvement for general lights and receptacles. Suite 209 & 210 are one suite (they were joined together prior to this owner and sold as one unit). The owner has applied to the strata to have one of the addresses removed. Suite 212 is the suite next door that the power is coming from, which belongs to another owner. BC Hydro was consulted about putting unit 209/210 on its own meter, however, due to the nature of the building they were advised by BC Hydro to just continue to share the meter. We have a signed letter from the owner (attached) of suite 212 stating that they are ok with having an Electrical Information meter installed. Due to the nature of these strata units being combined we request that all the work be performed under the existing issued building permit. >BP: Unit #209 - 2233 Burrard St Interior alterations to provide tenant improvement to existing health care office. Scope of work to include interior layout changes, addition of staff kitchenette area, laundry and hot water tank, replacing flooring, lighting and finishes throughout. Ok for field review per S. Jordan 15 Dec 2023 Note to applicant: The services of a structural engineer may be required, based upon site inspection by the District Building Inspector. | Bill's Electrical Services Ltd
SP-2024-00090 | 2024-02-05 | 2233 BURRARD STREET #210, Vancouver, BC V6J 3H9 | Sprinkler Permit | Commercial | Renovation | Issued | Commercial - SUITE #210 - Relocate 4 pendant and 1 side wall Change 1 head from semi recessed to concealed Delete 1 head *****This application does not include any of the following: 1. Not more than 20 sprinklers (add, relocate, or remove), 2. hydraulic calculations, 3. change in occupancy and /or hazard classification, 4. warehouse storage arrangements, 5. mobile compact storage arrangements, 6. alternative solutions, 7. changes to the sprinkler system supply piping (e.g. valves, mains, cross-mains, branch-lines, etc.), or 8. flexible sprinkler pipe. | 0777792 BC Ltd
EP-2022-06337 | NULL | 2469 CORNWALL AVENUE #303, Vancouver, BC V6K 1B9 | Electrical Permit | Commercial | Renovation - Dwelling Unit(s) only | Application Incomplete | Installation / Repair - Commercial - add dedicated line for dishwasher,add 6 led pot lights, add gfi in washroom | NU-PHASE ELECTRIC LTD
EP-2023-06834 | 2023-08-14 | 2580 YORK AVENUE, Vancouver, BC V6K 1E3 | Electrical Permit | Residential | Tenant Improvement | Completed | Installation / Repair - Residential - Electrical to outdoor heat pump -reference: MP-2023-01369 | 0994152 BC Ltd
MP-2023-01369 | 2023-07-27 | 2580 YORK AVENUE, Vancouver, BC V6K 1E3 | Mechanical Permit | NULL | NULL | Completed | NULL | 0994152 BC Ltd
GP-2023-03453 | 2023-11-08 | 2642 W 1ST AVENUE, Vancouver, BC V6K 1G9 | Gas Permit | Residential | Renovation | Issued | Residential - Removal of existing boiler, replacement with Viessman Vitodens & 50 gallon hwt | Pioneer Plumbing & Heating Inc
GP-2022-00816 | 2022-03-15 | 3039 W 2ND AVENUE, Vancouver, BC V6K 1K5 | Gas Permit | Residential | Renovation - Dwelling Unit(s) only | Completed | Residential - Installing water heater and air handler | Reid Brothers Plumbing & Heating Ltd
GP-2023-04129 | 2023-12-20 | 3056 W 2ND AVENUE, Vancouver, BC V6K 1K4 | Gas Permit | Residential | New | Completed | Residential - Installing new tankless water heater. Replacing old hot water tank. | Conor Whyte Plumbing And Heating Limited
PP-2023-03301 | 2023-09-18 | 1675 CYPRESS STREET, Vancouver, BC V6J 3L4 | Plumbing Permit | Commercial | Renovation | Issued | Commercial - partial sanitary piping replacement | CURAFLO OF BRITISH COLUMBIA LTD
MP-2023-00665 | 2023-04-19 | 1980 SASAMAT STREET #2, Vancouver, BC V6R 4J1 | Mechanical Permit | NULL | NULL | Completed | NULL | Thomson Industries Ltd
GP-2023-00964 | 2023-03-17 | 1980 SASAMAT STREET #2, Vancouver, BC V6R 4J1 | Gas Permit | Residential | Renovation | Completed | Residential - Direct Vent Water Heater, RE RE | Thomson Industries Ltd
EP-2023-02371 | 2023-03-29 | 1980 SASAMAT STREET #2, Vancouver, BC V6R 4J1 | Electrical Permit | Residential | Renovation | Completed | Installation / Repair - Residential - Dedicated circuit for 2 heat pumps and air handler If work on this site could lead to ground disturbance (impacting soil) advise applicant to contact the Provincial Archaeology Branch at 250-953-3334 for a list of archaeological consultants, who when retained by the proponent, will apply on the proponent’s behalf for the necessary archaeological permits. In addition, please be advised that reports from an Archaeologist (Archaeological Overview Assessment (AOA) or Archaeological Impact Assessment (AIA) reports) and archaeological/heritage inspection permits from the First Nations may be necessary prior to the release of your City of Vancouver permits. | Pacific Star Electric Inc
MP-2023-00120 | 2023-01-30 | 1980 SASAMAT STREET #4, Vancouver, BC V6R 4J1 | Mechanical Permit | NULL | NULL | Completed | NULL | Thomson Industries Ltd
GP-2023-00337 | 2023-01-27 | 1980 SASAMAT STREET #4, Vancouver, BC V6R 4J1 | Gas Permit | Residential | Renovation | Completed | Residential - re re furnace >>>Amend: Feb. 2nd- re/re: add one tankless water heater note: If work on this site could lead to ground disturbance (impacting soil) advise applicant to contact the Provincial Archaeology Branch at 250-953-3334 for a list of archaeological consultants, who when retained by the proponent, will apply on the proponent’s behalf for the necessary archaeological permits. In addition, please be advised that reports from an Archaeologist (Archaeological Overview Assessment (AOA) or Archaeological Impact Assessment (AIA) reports) and archaeological/heritage inspection permits from the First Nations may be necessary prior to the release of your City of Vancouver permits. | Thomson Industries Ltd
EP-2023-00682 | 2023-02-28 | 1980 SASAMAT STREET #4, Vancouver, BC V6R 4J1 | Electrical Permit | Residential | Renovation | Completed | Installation / Repair - Residential - Dedicated Circuit for heat pump If work on this site could lead to ground disturbance (impacting soil) advise applicant to contact the Provincial Archaeology Branch at 250-953-3334 for a list of archaeological consultants, who when retained by the proponent, will apply on the proponent’s behalf for the necessary archaeological permits. In addition, please be advised that reports from an Archaeologist (Archaeological Overview Assessment (AOA) or Archaeological Impact Assessment (AIA) reports) and archaeological/heritage inspection permits from the First Nations may be necessary prior to the release of your City of Vancouver permits. | Pacific Star Electric Inc
EP-2023-00696 | 2023-02-02 | 2255 YORK AVENUE #208, Vancouver, BC V6K 1C5 | Electrical Permit | Commercial | Renovation | Completed | Installation / Repair - Commercial - replace existing lighting with led flatpanel lighting >BP: #208 Interior alterations to provide improvements to this dwelling unit #208 on the second floor in this existing multiple dwelling building on this site. Scope of work: Removal of bulkheads above sliding doors, removal of crown molding, cut 6" swaths of existing drywall to make paths for installation of pot lights, install pot lights, fill in 6" drywall patches, resurface ceiling with new drywall, paint ceiling. | Nelson Grant Chow
GP-2023-00446 | 2023-02-07 | 1535 TRAFALGAR STREET, Vancouver, BC V6K 3R4 | Gas Permit | Residential | Tenant Improvement | Completed | Residential - Re and re the Water Heater | Moore & Russell Heating Ltd
EP-2022-08175 | 2022-09-29 | 1535 TRAFALGAR STREET, Vancouver, BC V6K 3R4 | Electrical Permit | Residential | Tenant Improvement | Completed | Installation / Repair - Residential - Electrical installation of Heat Pump No change to existing service Building permit not required Mechanical permit to be obtained. >MP-2022-00281: Issued (Heating and Cooling) | Moore And Russell Heating And Air Conditioning Ltd
MP-2022-00281 | 2022-09-26 | 1535 TRAFALGAR STREET, Vancouver, BC V6K 3R4 | Mechanical Permit | NULL | NULL | Completed | NULL | Moore And Russell Heating And Air Conditioning Ltd
GP-2023-00203 | 2023-01-17 | 1535 TRAFALGAR STREET, Vancouver, BC V6K 3R4 | Gas Permit | Residential | Tenant Improvement | Completed | Residential - Decommissioning the boiler and removing it from home. | Moore & Russell Heating Ltd
EP-2023-02231 | 2023-03-20 | 1078 MAPLE STREET, Vancouver, BC V6J 3R5 | Electrical Permit | Residential | Renovation | Completed | Installation / Repair - Residential - Electrical supply for Heat Pump MP-2023-00389 | Milani Electric Limited
MP-2023-00389 | 2023-03-15 | 1078 MAPLE STREET, Vancouver, BC V6J 3R5 | Mechanical Permit | NULL | NULL | Completed | NULL | Milani Electric Limited
GP-2023-01101 | 2023-03-30 | 1078 MAPLE STREET, Vancouver, BC V6J 3R5 | Gas Permit | Residential | Renovation | Completed | Residential - Re&re Tankless | Milani Plumbing Heating & Air Conditioning Ltd
EP-2023-01022 | 2023-02-14 | 1080 MAPLE STREET, Vancouver, BC V6J 3R5 | Electrical Permit | Residential | Renovation - Dwelling Unit(s) only | Completed | Installation / Repair - Residential - EV Charger installation with DCC unit. -will be adding a DCC energy management system that has current transformers on the incoming lines *DCC: EV- 9600W | Arcwest Electric Ltd
GP-2023-01119 | 2023-03-31 | 1839 WHYTE AVENUE, Vancouver, BC V6J 1B1 | Gas Permit | Residential | Addition | Completed | Residential - RE & RE HOT WATER TANK | B C Furnace Service Ltd
GP-2023-01817 | 2023-06-14 | 1275 MAPLE STREET, Vancouver, BC V6J 4Z7 | Gas Permit | Residential | New | Issued | Residential - 1 BBQ & 1 Fire Pit RUN A LINE AND INSTALL Amendment: July 15, added 1 fire pit | Hillcrest Plumbing & Heating (1967) Ltd
GP-2023-03545 | 2023-11-15 | 1947 CREELMAN AVENUE, Vancouver, BC V6J 1B8 | Gas Permit | Residential | Renovation | Completed | Residential - RE&RE tankless water heater | Milani Plumbing Heating & Air Conditioning Ltd
GP-2022-00694 | 2022-03-04 | 1925 CREELMAN AVENUE, Vancouver, BC V6J 1B8 | Gas Permit | Residential | Renovation | Completed | Residential - Installation of 1 gas fireplace - venting and hook up only. | Urban Fireplaces Ltd
GP-2023-01423 | 2023-05-03 | 1839 CREELMAN AVENUE, Vancouver, BC V6J 1B7 | Gas Permit | Residential | Renovation | Issued | Residential - 1 Gas Bbq outlet | PG Precision Gas & Mechanical Inc
GP-2022-02529 | 2022-08-24 | 1817 CREELMAN AVENUE, Vancouver, BC V6J 1B7 | Gas Permit | Residential | Renovation | Completed | Residential - Installation of Boiler and hot water tank | ROMA Heating Ltd
GP-2023-03163 | 2023-10-20 | 1819 CREELMAN AVENUE, Vancouver, BC V6J 1B7 | Gas Permit | Residential | Renovation | Completed | Residential - RE&RE boiler | Milani Plumbing Heating & Air Conditioning Ltd
EP-2023-10064 | 2023-12-12 | 1465 WALNUT STREET, Vancouver, BC V6J 3R2 | Electrical Permit | Commercial | Tenant Improvement | Issued | Installation / Repair - Commercial - ¦ MURB- EV ¦ smart car charger for tenants | Command Electric Ltd
PP-2023-00314 | 2023-02-16 | 2799 YEW STREET #711, Vancouver, BC V6K 4W2 | Plumbing Permit | Commercial | Renovation - Dwelling Unit(s) only | Completed | Commercial - SUITE #711 - Guest bathroom drop in tub replacing shower Kitchen sink same location | Tundra Plumbing Ltd
EP-2023-00652 | 2023-01-26 | 2799 YEW STREET #711, Vancouver, BC V6K 4W2 | Electrical Permit | Residential | Renovation - Dwelling Unit(s) only | Issued | Installation / Repair - Residential - Kitchen renovation- 20A counterplugs, appliance power points; class 2 low voltage. No structural work or exterior walls being penetrated, no building permit required. | ANS Electrical Installations Ltd
EP-2023-01467 | 2023-03-02 | 1823 W 7TH AVENUE #313, Vancouver, BC V6J 5K5 | Electrical Permit | Residential | Renovation - Dwelling Unit(s) only | Issued | Installation / Repair - Residential - -install 12 pots in kitchen and living room location. -re and re 5 thermostats and 5 baseboard heaters. -all pot lights are new Liteline Luna recessed gimbal. -drywall has been removed where necessary to add fire rated boxes for pot lights. -adding 2 speakers with fire rated boxes *Permit Amendment Jul 13, 2023 -"AC unit 13.93 Amps @ 240 Volts" | Arcwest Electric Ltd
GP-2023-00949 | 2023-03-17 | 1312 MAPLE STREET, Vancouver, BC V6J 3R9 | Gas Permit | Residential | New | Cancelled | Residential - Install one natural gas fireplace April 11/2023-AMEND We would like to withdraw this permit, please. The Job has been cancelled. | Vancouver Gas Fireplaces Ltd
GP-2022-00508 | 2022-02-16 | 1312 MAPLE STREET, Vancouver, BC V6J 3R9 | Gas Permit | Residential | Renovation - Dwelling Unit(s) only | Completed | Residential - RE&RE TANKLESS WATER HEATER (IBC SFT 199) | Kits Plumbing and Heating Ltd
MP-2023-00652 | 2023-04-19 | 1988 OGDEN AVENUE, Vancouver, BC V6J 1A2 | Mechanical Permit | NULL | NULL | Issued | NULL | Greywater Plumbing And Heating Inc
NULL | NULL | 1988 OGDEN AVENUE, Vancouver, BC V6J 1A2 | Mechanical Permit | NULL | NULL | Withdrawn | NULL | NULL
PP-2023-01324 | 2023-04-17 | 1988 OGDEN AVENUE, Vancouver, BC V6J 1A2 | Plumbing Permit | Commercial | Renovation - Dwelling Unit(s) only | Issued | Commercial - Renovation >DB: To provide interior and exterior alteration to one of this existing single family building in this existing 3-storey plus underground parking multiple dwelling townhouse complex. Scope of work include: - reconfigure interior layouts, kitchen, flooring, cabinets & millwork; - add new staircase to 3rd floor; - remove skylight and refinish deck; and - infill open-to below spaces on 3rd floor to provide approx. 203 sq.ft. of floor area addition. | Greywater Plumbing And Heating Inc
GP-2023-01520 | 2023-05-10 | 1988 OGDEN AVENUE, Vancouver, BC V6J 1A2 | Gas Permit | Residential | Renovation | Issued | Residential - Renovation >BP: To provide interior and exterior alteration to one of this existing single family building in this existing 3-storey plus underground parking multiple dwelling townhouse complex. Scope of work include: - reconfigure interior layouts, kitchen, flooring, cabinets & millwork; - add new staircase to 3rd floor; - remove skylight and refinish deck; and - infill open-to below spaces on 3rd floor to provide approx. 203 sq.ft. of floor area addition. | Greywater Plumbing And Heating Inc
GP-2023-03328 | 2024-01-25 | 1988 OGDEN AVENUE, Vancouver, BC V6J 1A2 | Gas Permit | Residential | Renovation | Issued | Residential - Gas fireplace installation | 496302 BC Ltd
SP-2023-01945 | 2023-10-23 | 1988 OGDEN AVENUE, Vancouver, BC V6J 1A2 | Sprinkler Permit | Residential | New | Issued | Residential - Installation of new fire sprinkler system. >BP: To provide interior and exterior alteration to one of this existing single family building in this existing 3-storey plus underground parking multiple dwelling townhouse complex. Scope of work include: - reconfigure interior layouts, kitchen, flooring, cabinets & millwork; - add new staircase to 3rd floor; - remove skylight and refinish deck; and - infill open-to below spaces on 3rd floor to provide approx. 203 sq.ft. of floor area addition. ******THIS PERMIT HAS BEEN REVIEWED & ISSUED UNDER THE REQUIREMENTS OF VBBL 2019 ******** | Fire Busters Inc
EP-2023-07639 | 2023-08-22 | 1988 OGDEN AVENUE, Vancouver, BC V6J 1A2 | Electrical Permit | Commercial | New | Issued | Installation / Repair - Commercial - Installation of security Alarm, music, Home theatre, data, chime. >BP: To provide interior and exterior alteration to one of this existing single family building in this existing 3-storey plus underground parking multiple dwelling townhouse complex. Scope of work include: - reconfigure interior layouts, kitchen, flooring, cabinets & millwork; - add new staircase to 3rd floor; - remove skylight and refinish deck; and - infill open-to below spaces on 3rd floor to provide approx. 203 sq.ft. of floor area addition. | Repel Security Systems Ltd
EP-2023-10968 | NULL | 1988 OGDEN AVENUE, Vancouver, BC V6J 1A2 | Electrical Permit | Residential | Renovation | Applicant Revisions | Installation / Repair - Residential - New wiring throughout renovation. Sub-service upgrade for 1 unit from 100amp to 200 amp ¦ Meter only Townhome has demand of under 30kw. We used this same calculation for the other 3 units that have not been renovated. Service is currently 400amp and will remain at this for the main service in the electrical room. We want to upgrade the one unit to a 200 amp subservice for the townhome. This is the only unit with a proposed 200amp service. All others will remain at 100amps. *MP-2023-00652: Issued (Heating) >BP: To provide interior and exterior alteration to one of this existing single family building in this existing 3-storey plus underground parking multiple dwelling townhouse complex. Scope of work include: - reconfigure interior layouts, kitchen, flooring, cabinets & millwork; - add new staircase to 3rd floor; - remove skylight and refinish deck; and - infill open-to below spaces on 3rd floor to provide approx. 203 sq.ft. of floor area addition. | Bravo Electric Ltd
NULL | NULL | 1988 OGDEN AVENUE, Vancouver, BC V6J 1A2 | Electrical Permit | Residential | Renovation | Draft | Installation / Repair - Residential - Renovation in Townhome. New wiring without and service upgrade from 100amp to 200amp. | NULL
GP-2023-01381 | 2023-04-28 | 2528 YORK AVENUE, Vancouver, BC V6K 1E3 | Gas Permit | Residential | Renovation | Completed | Residential - Replace water heater with tankless on demand water heater | BNA Systems Inc and/or Kirkland Metal Shop Ltd
GP-2023-03398 | 2023-11-06 | 2437 POINT GREY ROAD, Vancouver, BC V6K 1A1 | Gas Permit | Residential | Renovation | Completed | Residential - RE&RE hot water tank | Milani Plumbing Heating & Air Conditioning Ltd
EP-2023-03472 | 2023-05-02 | 2417 POINT GREY ROAD, Vancouver, BC V6K 1A1 | Electrical Permit | Residential | Tenant Improvement | Completed | Installation / Repair - Residential - Installation of Electric Vehicle Charging Infrastructure. Install a dedicated EV panel, house meter with disconnect (200 amp), 8 Level 2 EV chargers (EV panel max. loading 120 amp at 240 V controlled by load management control - SWTCH). Existing 400A 120/240V 1P service. | H.A.O Electric Ltd
EP-2023-00833 | 2023-02-02 | 1424 WALNUT STREET #108, Vancouver, BC V6J 3R3 | Electrical Permit | Residential | Renovation - Dwelling Unit(s) only | Completed | Installation / Repair - Residential - Replace old panel 100 amp with new, add pot lights,relocate receptacles, add dimmers, motion sensors >BP: #108 Interior alterations to provide improvements to the existing dwelling unit (#108) on the ground floor of this existing multiple dwelling building on this site. E2 - Lighting - Install lighting dimmer, timers, and/or motion detectors on interior lights. | Pacificom Integration Ltd
PP-2023-02586 | 2023-07-20 | 2299 BURRARD STREET, Vancouver, BC V6J 3H9 | Plumbing Permit | Commercial | Renovation | Completed | Commercial - add handsink,.setup drainage and water supply for sink. install electric hwt >BP: Interior alterations to provide tenant improvements to a new Beauty and Wellness Center in this unit at this existing mixed use building on this site. | WECAN PLUMBING INCORPORTED
EP-2023-06720 | 2023-07-25 | 2299 BURRARD STREET, Vancouver, BC V6J 3H9 | Electrical Permit | Commercial | Tenant Improvement | Completed | Installation / Repair - Commercial - Wiring for a new tankless hot water heater and relocating a few receptacles and switches. >BP: Interior alterations to provide tenant improvements to a new Beauty and Wellness Center in this unit at this existing mixed use building on this site. Letter of assurance provided by: Schedule B (Plumbing): Alex Z.Q. Li. P.Eng, 778-323-1368 | JUN ZENG
EP-2022-03031 | 2022-04-14 | 2799 YEW STREET #803, Vancouver, BC V6K 4W2 | Electrical Permit | Residential | Addition | Completed | Installation / Repair - Residential - Relocation of Receptacle, Installation of lights | Superb Electric Limited
GP-2021-04154 | 2022-03-18 | 1766 BALACLAVA STREET, Vancouver, BC V6K 4B7 | Gas Permit | Residential | Renovation | Completed | Residential - Install one natural gas fireplace | Vancouver Gas Fireplaces Ltd
GP-2022-01370 | 2022-05-03 | 2301 STEPHENS STREET, Vancouver, BC V6K 3W7 | Gas Permit | Residential | Renovation | Completed | Residential - replace old boiler and hot water tank with new combi boiler | Conor Whyte Plumbing And Heating Limited
EP-2022-03780 | 2022-05-30 | 3420 W 1ST AVENUE, Vancouver, BC V6R 1G7 | Electrical Permit | Residential | Renovation | Completed | Installation / Repair - Residential - The panel was moved on the bathroom to a different wall. We are inspecting the job for a different electrical company. We took over the job by the customers request. | Wicks Electric Inc
EP-2023-03234 | 2023-04-18 | 3422 W 1ST AVENUE, Vancouver, BC V6R 1G7 | Electrical Permit | Residential | Renovation | Completed | Installation / Repair - Residential - Addition of a small heat pump with one head. MP-2023-00588 | RBM Electric Ltd
MP-2023-00588 | 2023-04-05 | 3422 W 1ST AVENUE, Vancouver, BC V6R 1G7 | Mechanical Permit | NULL | NULL | Completed | NULL | David John Clarkson
PP-2023-01266 | 2023-04-12 | 2298 W 1ST AVENUE #101, Vancouver, BC V6K 1G1 | Plumbing Permit | Residential | New | Completed | Residential - UNIT #101 - Installing a backflow preventer | OLIVER IRRIGATION LTD
EP-2022-04577 | 2022-06-01 | 1620 BALSAM STREET #4, Vancouver, BC V6K 3M1 | Electrical Permit | Residential | Tenant Improvement | Completed | Installation / Repair - Residential - Using existing spare parewire 208V 40A circuit, installing and connecting power to the Daikin RXB18AXVJU heat pump. Owner already granted an approval by strata concil. | Dormit X Enterprises Ltd
MP-2022-00316 | 2022-10-03 | 1820 COLLINGWOOD STREET, Vancouver, BC V6R 3K5 | Mechanical Permit | NULL | NULL | Completed | NULL | Milani Electric Limited
EP-2022-06585 | 2022-08-12 | 1820 COLLINGWOOD STREET, Vancouver, BC V6R 3K5 | Electrical Permit | Residential | Renovation | Completed | Installation / Repair - Residential - Electrical supply for heat pump | Milani Electric Limited
GP-2023-04095 | 2023-12-18 | 2560 POINT GREY ROAD, Vancouver, BC V6K 1A3 | Gas Permit | Residential | Renovation | Issued | Residential - replace boiler | Reactive Plumbing & Heating Ltd
EP-2023-05803 | 2023-06-28 | 2799 YEW STREET, Vancouver, BC V6K 4W2 | Electrical Permit | Commercial | Tenant Improvement | Completed | Installation / Repair - Commercial - Install receptacles throughout the building Install hatches to access each receptacle in common areas Install one 6U wall mount cabinet Install low voltage wiring | Sasco Contractors Ltd
EP-2022-03125 | 2022-04-19 | 3250 W 2ND AVENUE, Vancouver, BC V6K 1K8 | Electrical Permit | Residential | Renovation - Dwelling Unit(s) only | Completed | Installation / Repair - Residential - Compliance and safety check of pre existing work done by others | Jacquet Electric Ltd
GP-2022-01472 | 2022-05-11 | 3248 W 2ND AVENUE, Vancouver, BC V6K 1K8 | Gas Permit | Residential | Renovation - Dwelling Unit(s) only | Completed | Residential - Installing hot water tank | Reid Brothers Plumbing & Heating Ltd
MP-2023-01920 | 2023-10-26 | 3284 W 1ST AVENUE, Vancouver, BC V6K 1H5 | Mechanical Permit | NULL | NULL | Issued | NULL | Kits Plumbing and Heating Ltd
PP-2023-03696 | 2023-10-20 | 3284 W 1ST AVENUE, Vancouver, BC V6K 1H5 | Plumbing Permit | Residential | Renovation | Issued | Residential - Plumbing renovation on main and 2nd floor only. Re-Re of master ensuite. Add new powder room. Relocate laundry stack Change tub to show on main floor bathroom >BP: To alter the exterior and interior of 3284 W 1st Ave in this existing duplex building. Scope of work includes changes to 2 window openings; and alterations to all levels including the removal of a loadbearing wall and installation of a new beam. | Kits Plumbing and Heating Ltd
EP-2023-08224 | 2023-09-25 | 3284 W 1ST AVENUE, Vancouver, BC V6K 1H5 | Electrical Permit | Residential | Renovation | Issued | Installation / Repair - Residential - Interior renovation, lighting, power relocations NO MP AT THIS TIME >BP: To alter the exterior and interior of 3284 W 1st Ave in this existing duplex building. Scope of work includes changes to 2 window openings; and alterations to all levels including the removal of a loadbearing wall and installation of a new beam. OK for DB as per POD Ben - April 17, 2023 OK for field review as per A.Patterson - June 5, 2023 Notes: - Schedule B, Structural, Mark Gabriel El-Araj, Struct, Eng, 604-734-8822. - This building is sprinklered. DBI to determine on site if a sprinkler permit is required. - Glass guard LOA's to be provided to the DBI, prior to final inspection. | Reliable Electrical Contracting Ltd
PP-2023-02152 | 2023-06-16 | 2475 YORK AVENUE #404, Vancouver, BC V6K 1C9 | Plumbing Permit | Commercial | Renovation | Issued | Commercial - We would like to continue with the work started by another company under permit # PP-2019-00992 >BP: To provide interior & exterior alterations and to add approximately 162 square feet to the third storey of this existing 3-storey + basement multiple dwelling building by combining units #404 and unit #405 into one unit retaining the address #404-2475 York Av. Scope of work includes upgrading exit through east staircase of the building. Note: This is a 4 storey building pursuant to the Zoning and Development By-Law ******THIS PERMIT HAS BEEN ISSUED UNDER THE REQUIREMENTS OF VBBL 2014******** Building Reivew Branch Notes: - All new interior doors should come with hardware that does not require a tight grasp or twisting action of the wrist and can be opened with a force of not more than 22N. - All new windows and doors shall conform to AAMA/WDMA/CSA101/I.S.2/A440, NAFS - North American Fenestration Standard/Specification for Windows, Doors, and Skylights" (Harmonized Standard) and A440S1 "Canadian Supplement to NAFS". - Existing fire separations and structural elements must not be compromised by all new plumbing penetrations. - Washer & dryer to be upgraded to Energuide/Energy star appliances (E2 upgrade). Address Note: #405 will be cancelled upon permit issuance & are to be removed from the building/suite entry. #404 to be posted as shown on the approved plans; & clearly visible from the suite entry prior to final inspection. THE WORKS CONTEMPLATED IN THIS PERMIT MAY OR MAY NOT BE CONSISTENT WITH THE STRATA PLAN REGISTERED IN THE LAND TITLE OFFICE | MCKIM MECHANICAL
EP-2022-06406 | 2023-01-16 | 2475 YORK AVENUE #404, Vancouver, BC V6K 1C9 | Electrical Permit | Residential | Renovation - Dwelling Unit(s) only | Issued | Installation / Repair - Residential - -Mechanical permit required for AC install before any electrical inspections will be performed TO CONTINUE WORK STARTED BY PREVIOUS EP-2021-04806 Continue renovation after another electrical contractor. The rough-in was completed before us. We are going to finish the following tasks: - Install LED strip lighting, - Connect existing pot lights to existing lighting system, - Wire up Lutron lighting control panel, - Connect other electrical devices -complete rewire of units 406/405 to combine into 1. We are not applying to do any new work we are only going to finish existing project. The owner has an existing building permit and he got strata's approval at the time when he got his permit. | CY Electric Ltd
EP-2023-10308 | 2023-11-16 | 1820 OGDEN AVENUE, Vancouver, BC V6J 1A1 | Electrical Permit | Commercial | Addition | Issued | Installation / Repair - Commercial - INSTALLATION OF SECURITY SYSTEM | ADT Security Services Canada Inc
GP-2022-01933 | 2022-06-28 | 2512 CORNWALL AVENUE, Vancouver, BC V6K 1C2 | Gas Permit | Residential | Renovation | Completed | Residential - Installation of 1 gas fireplace - venting and hook up only | Urban Fireplaces Ltd
SP-2022-00156 | 2022-02-08 | 2570 TOLMIE STREET, Vancouver, BC V6R 4R4 | Sprinkler Permit | Commercial | Tenant Improvement | Completed | Commercial - Tenant Improvement, there are 4 New sprinkler heads added on. The head we use are Victaulic V5606 QR Concealed k=5.6 (use to be Globe until Victaulic bought Globe) >BP: To change the use from Fitness Centre (group A2) to School - Arts or Self-Improvement (music school, group A2) and to provide tenant improvements. Scope of work includes: new partition walls, alteration of the existing washroom for the provision of an accessible washroom. TENANT: Bright Orange Music OK for DB as per POD H.Aguirre. Architectural: Jeff Xinjun Shen - (604)-210-9698 Mechanical and Plumbing: Jin Xing Song - (778)-861-1566 DBI to determine if sprinkler permit required. Required E2 Energy Upgrade. Energy checklist is currently no longer required with your Building Permit (BP) application. Some supporting documents are still required at BP stage, specifically Envelope and HVAC, if applicable. Service Water Heating and Lighting supporting documents, if applicable, must be submitted with your related trades permits (e.g. electrical and plumbing). All energy upgrades will be checked during inspections stage. It is the applicant’s responsibility to identify and note all required upgrades including energy upgrades on their BP drawings at BP stage. >*****This application does not include any of the following: 1. Not more than 20 sprinklers (add, relocate, or remove), 2. hydraulic calculations, 3. change in occupancy and /or hazard classification, 4. warehouse storage arrangements, 5. mobile compact storage arrangements, 6. alternative solutions, 7. changes to the sprinkler system supply piping (e.g. valves, mains, cross-mains, branch-lines, etc.), or 8. flexible sprinkler pipe. | M C Fire Protection Ltd
SP-2022-00107 | NULL | 2570 TOLMIE STREET, Vancouver, BC V6R 4R4 | Sprinkler Permit | Commercial | Tenant Improvement | Withdrawn | Commercial - Tenant Improvement, there are 4 New sprinkler heads added on. >BP: To change the use from Fitness Centre (group A2) to School - Arts or Self-Improvement (music school, group A2) and to provide tenant improvements. Scope of work includes: new partition walls, alteration of the existing washroom for the provision of an accessible washroom. TENANT: Bright Orange Music OK for DB as per POD H.Aguirre. Architectural: Jeff Xinjun Shen - (604)-210-9698 Mechanical and Plumbing: Jin Xing Song - (778)-861-1566 DBI to determine if sprinkler permit required. Required E2 Energy Upgrade. Energy checklist is currently no longer required with your Building Permit (BP) application. Some supporting documents are still required at BP stage, specifically Envelope and HVAC, if applicable. Service Water Heating and Lighting supporting documents, if applicable, must be submitted with your related trades permits (e.g. electrical and plumbing). All energy upgrades will be checked during inspections stage. It is the applicant’s responsibility to identify and note all required upgrades including energy upgrades on their BP drawings at BP stage. > *****This application does not include any of the following: 1. Not more than 20 sprinklers (add, relocate, or remove), 2. hydraulic calculations, 3. change in occupancy and /or hazard classification, 4. warehouse storage arrangements, 5. mobile compact storage arrangements, 6. alternative solutions, 7. changes to the sprinkler system supply piping (e.g. valves, mains, cross-mains, branch-lines, etc.), or 8. flexible sprinkler pipe. | M C Fire Protection Ltd
EP-2022-01839 | 2022-03-29 | 4696 W 10TH AVENUE #301, Vancouver, BC V6R 2J5 | Electrical Permit | Commercial | Tenant Improvement | Completed | Installation / Repair - Commercial - DCC-9 to be installed between unit's meter base and electrical panel. A 40A branch circuit to be ran from DCC-9 device to NEMA 14-50R receptacle (EVSE) approximately 70' away. | MJR Electric Ltd
EP-2022-07272 | NULL | 1535 VINE STREET #9, Vancouver, BC V6K 3J1 | Electrical Permit | Residential | Renovation | Withdrawn | Installation / Repair - Residential - In floor heating - Ditra Heat | NULL
EP-2022-07351 | 2022-08-31 | 1535 VINE STREET #9, Vancouver, BC V6K 3J1 | Electrical Permit | Residential | Renovation - Dwelling Unit(s) only | Completed | Installation / Repair - Residential - Hooking up floor heat thermostat | Wicks Electric Inc
EP-2022-01177 | 2022-03-23 | 1808 BLENHEIM STREET, Vancouver, BC V6K 4H8 | Electrical Permit | Residential | Addition | Completed | Installation / Repair - Residential - amend the permit to pre-wire + finishing. Full electrical permit for Solar Photovoltaic installation. Description: Installation of 21 Solar Photovoltaic Solar Panels, Ac feed from micro-inverters on the roof feed into (2x) 20A 2P breakers in the main electrical panel >BP: Exterior alterations to install 21 solar panels to the roof of this existing two family dwelling on this site. | Shift Energy Group Inc
GP-2022-01602 | 2022-05-26 | 2627 POINT GREY ROAD, Vancouver, BC V6K 1A4 | Gas Permit | Residential | New | Completed | Residential - Install one natural gas fireplace | Vancouver Gas Fireplaces Ltd
EP-2022-08471 | NULL | 2616 POINT GREY ROAD, Vancouver, BC V6K 1A5 | Electrical Permit | Residential | Renovation - Dwelling Unit(s) only | Withdrawn | Installation / Repair - Residential - Kitchen renovation - old fixtures removed LED potlights add. Bathroom(s) renovation - old fixtures removed LEDs add. Powder room addition - power to light and receptacle add. Hot tub Kit install for back patio. Common area - fixtures removed LED spotlights add. Outside lighting fixures removed LED fixtures add. | Westech Electrical Ltd
PP-2022-03577 | 2022-12-06 | 2616 POINT GREY ROAD, Vancouver, BC V6K 1A5 | Plumbing Permit | Residential | Renovation | Completed | Residential - Replacing fixtures on main floor, second floor and third floor **No Building alterations or Building work otherwise a BP will be required | Urban Plumbing & Heating Ltd
EP-2022-09688 | NULL | 2616 POINT GREY ROAD, Vancouver, BC V6K 1A5 | Electrical Permit | Residential | Renovation - Dwelling Unit(s) only | Application Incomplete | Installation / Repair - Residential - Kitchen remodel. cabinetry reconfigured. low-voltage puck lights added. lighting reconfigured. | Westech Electrical Ltd
GP-2023-00348 | 2023-01-30 | 2616 POINT GREY ROAD, Vancouver, BC V6K 1A5 | Gas Permit | Residential | Renovation | Completed | Residential - Installation of 1 gas fireplace -venting and hook up pnly | Urban Fireplaces Ltd
GP-2023-00572 | 2023-02-17 | 2615 POINT GREY ROAD, Vancouver, BC V6K 1A4 | Gas Permit | Residential | Renovation | Completed | Residential - RE AND RE GAS LOG SET TO HRI4E INSERT | BC Fireplace Service Inc
MP-2023-01393 | 2023-07-31 | 2615 POINT GREY ROAD, Vancouver, BC V6K 1A4 | Mechanical Permit | NULL | NULL | Issued | NULL | Moore & Russell Heating Ltd
EP-2023-07111 | 2023-08-16 | 2615 POINT GREY ROAD, Vancouver, BC V6K 1A4 | Electrical Permit | Residential | Tenant Improvement | Issued | Installation / Repair - Residential - Electrical installation of mini split *MP-2023-01393: Issued (Heating and Cooling) | Moore And Russell Heating And Air Conditioning Ltd
GP-2022-02412 | 2022-08-17 | 1431 MAPLE STREET, Vancouver, BC V6J 3S1 | Gas Permit | Residential | New | Completed | Residential - Install one natural gas fireplace | Vancouver Gas Fireplaces Ltd
GP-2022-03963 | 2022-12-12 | 4270 NAUTILUS CLOSE, Vancouver, BC V6R 4L2 | Gas Permit | Residential | Renovation | Completed | Residential - Boiler re&re | Ferenc Nagy
PP-2021-04018 | 2022-02-14 | 4210 NAUTILUS CLOSE, Vancouver, BC V6R 4L2 | Plumbing Permit | Commercial | Addition | Completed | Commercial - install 1" double check valve assembly backflow preventer in ground for landscape irrigation system | Anthony Aikema
EP-2022-10089 | NULL | 1828 MCNICOLL AVENUE, Vancouver, BC V6J 1A4 | Electrical Permit | Residential | Renovation | Cancelled | Installation / Repair - Residential - Panel upgrade | EVANSON ELECTRIC LTD
EP-2022-10090 | 2022-12-16 | 1830 MCNICOLL AVENUE, Vancouver, BC V6J 1A4 | Electrical Permit | Residential | Renovation | Issued | Installation / Repair - Residential - Panel upgrade | EVANSON ELECTRIC LTD
EP-2022-06239 | 2022-07-25 | 1808 MCNICOLL AVENUE, Vancouver, BC V6J 1A4 | Electrical Permit | Residential | Renovation - Dwelling Unit(s) only | Completed | Installation / Repair - Residential - Renovation of three bathrooms: Powder room- replace bathroom fan, Guest bathroom- bath fan, led strip light, nu heat, pot light. Master bathroom- pot lights, bath fan, led strip light | Solas Electric Ltd
PP-2023-00089 | 2023-01-10 | 2755 MAPLE STREET #401, Vancouver, BC V6J 5K1 | Plumbing Permit | Residential | Renovation | Issued | Residential - Remove and replace tub and valve re-locate kitchen sink and dishwasher, move laundry station, install new shower pan and valve, eliminate one kitchen sink and one laundry station. >BP: #401 Interior alterations to combine 401 & 402 Maple St into one unit and to provide tenant improvements for this existing dwelling on the 4th level of this multiple dwelling building on this site. | Brian Ernest Barker
SP-2023-01353 | 2023-07-25 | 2755 MAPLE STREET #401, Vancouver, BC V6J 5K1 | Sprinkler Permit | Commercial | Tenant Improvement | Issued | Commercial - Relocate 8 sprinklers and Add 2 sprinklers >BP: #401 Interior alterations to combine 401 & 402 Maple St into one unit and to provide tenant improvements for this existing dwelling on the 4th level of this multiple dwelling building on this site. Structural Schedule B provided by G. Iluian Crudu 1. E2 - HVAC - Install timers (up to 60 minute), or humidistat for washroom fan(s) 2. Schedule 'B' P.Eng Structural submitted and Architectural Letter. *****This application does not include any of the following: 1. Not more than 20 sprinklers (add, relocate, or remove), 2. hydraulic calculations, 3. change in occupancy and /or hazard classification, 4. warehouse storage arrangements, 5. mobile compact storage arrangements, 6. alternative solutions, 7. changes to the sprinkler system supply piping (e.g. valves, mains, cross-mains, branch-lines, etc.), or 8. flexible sprinkler pipe. | Major Fire Protection Ltd
EP-2023-02129 | 2023-03-21 | 2755 MAPLE STREET #401, Vancouver, BC V6J 5K1 | Electrical Permit | Commercial | Renovation - Dwelling Unit(s) only | Issued | Installation / Repair - Commercial - Condo renovation: install wiring for new outlets and lighting >BP: Interior alterations to combine 401 & 402 Maple St into one unit and to provide tenant improvements for this existing dwelling on the 4th level of this multiple dwelling building on this site. Structural Schedule B provided by G. Iluian Crudu 1. E2 - HVAC - Install timers (up to 60 minute), or humidistat for washroom fan(s) 2. Schedule 'B' P.Eng Structural submitted and Architectural Letter. | Livewire Electric Ltd
GP-2023-00771 | 2023-03-05 | 1545 TRAFALGAR STREET, Vancouver, BC V6K 3R4 | Gas Permit | Residential | New | Completed | Residential - replace super hot boiler with navien combi | Reactive Plumbing & Heating Ltd
GP-2022-00336 | 2022-02-03 | 1510 TRAFALGAR STREET, Vancouver, BC V6K 3R5 | Gas Permit | Residential | Renovation | Completed | Residential - REANDRE GAS COOKTOP INSTALL | Coal Harbour Mechanical Ltd
EP-2023-09547 | 2023-11-08 | 3769 W 7TH AVENUE #120, Vancouver, BC V6R 1W6 | Electrical Permit | Commercial | Renovation | Completed | Installation / Repair - Commercial - Install wiring for new mini split unit.Heat pump - (12A 208V).Removing 3500w of heat for new heat pump load. MP-2023-01771 | Wired Up Electrical Ltd
MP-2023-01771 | 2023-10-03 | 3769 W 7TH AVENUE #120, Vancouver, BC V6R 1W6 | Mechanical Permit | NULL | NULL | Completed | NULL | Quick Cool Heating and Air Conditioning Ltd
PP-2023-03209 | 2023-09-11 | 3875 W 4TH AVENUE #107, Vancouver, BC V6R 4H8 | Plumbing Permit | Residential | Renovation | Completed | Residential - UNIT #107 - Change tub to accessible shower. Re/re toilet, sink, faucet >BP: #107 Interior alterations to provide improvements to dwelling unit #107 on the ground floor of this multiple dwelling building on this site. | Precise Plumbing & Heating Inc
EP-2023-08416 | 2023-09-19 | 3875 W 4TH AVENUE #107, Vancouver, BC V6R 4H8 | Electrical Permit | Commercial | Renovation | Completed | Installation / Repair - Commercial - New bathroom renovation. replacing bathroom fan, adding new lighting. reorganizing switching. >BP: #107 Interior alterations to provide improvements to dwelling unit #107 on the ground floor of this multiple dwelling building on this site. | Castle Electric Inc
EP-2023-11143 | 2023-12-14 | 3875 W 4TH AVENUE #215, Vancouver, BC V6R 4H8 | Electrical Permit | Residential | Renovation | Issued | Installation / Repair - Residential - Basic Kitchen reno, no new circuits needed, just relocated, 4 new pots added. BP: #215 Interior alterations to provide improvements to dwelling unit #215 on the 2nd floor of this multiple dwelling building on this site. Scope of work includes : remove non-loadbearing wall between kitchen and dining room, kitchen and bathroom upgrade, lightings, electrical and plumbing work. | Felix Kosi
GP-2022-01574 | 2022-05-20 | 2580 VINE STREET, Vancouver, BC V6K 3L1 | Gas Permit | Residential | Renovation | Completed | Residential - Wolf 36" Gas Range | Han Appliances & Refrigeration Ltd
GP-2023-02429 | 2023-09-15 | 1855 VINE STREET #1, Vancouver, BC V6K 3J8 | Gas Permit | Residential | Addition | Issued | Residential - Wood burning fireplace converted to natural gas, all new piping to meter | Elias J Galpin
GP-2023-02978 | 2023-10-09 | 1855 VINE STREET #1, Vancouver, BC V6K 3J8 | Gas Permit | Residential | Renovation | Completed | Residential - Replaced gas fireplace | Atmosphere AC Systems Ltd
GP-2023-02979 | 2023-10-09 | 1855 VINE STREET #4, Vancouver, BC V6K 3J8 | Gas Permit | Residential | Renovation | Completed | Residential - Replaced gas fireplace ***Amendment - October 10, 2023- Corrected address from Townhouse 1 to Townhouse 4*** **Amendment 01/05/2024** Each unit has their own meter | Atmosphere AC Systems Ltd
SP-2023-01050 | 2023-06-14 | 1855 VINE STREET #4, Vancouver, BC V6K 3J8 | Sprinkler Permit | Commercial | Renovation - Dwelling Unit(s) only | Completed | Commercial - Replace (16) existing pendants with Concealed; Add (1) new Concealed sprinkler >BP: Interior alterations to renovate this existing dwelling unit #4 in this existing multiple dwelling building. *****This application does not include any of the following: 1. Not more than 20 sprinklers (add, relocate, or remove), 2. hydraulic calculations, 3. change in occupancy and /or hazard classification, 4. warehouse storage arrangements, 5. mobile compact storage arrangements, 6. alternative solutions, 7. changes to the sprinkler system supply piping (e.g. valves, mains, cross-mains, branch-lines, etc.), or 8. flexible sprinkler pipe. | Community Fire Prevention Ltd
PP-2023-01948 | 2023-06-01 | 1855 VINE STREET #4, Vancouver, BC V6K 3J8 | Plumbing Permit | Residential | Renovation | Issued | Residential - Plumbing: - Relocating first floor toilet location - Moving upstairs bathroom location - All new fixtures in 3 bathrooms along with new tubs/showers - New kitchen sink/faucet/pot filler - Main stacks/existing venting relocated >BP: Interior alterations to renovate this existing dwelling unit #4 in this existing multiple dwelling building. | Elias J Galpin
GP-2023-01698 | 2023-07-11 | 1855 VINE STREET #4, Vancouver, BC V6K 3J8 | Gas Permit | Commercial | New | Issued | Commercial - 1 Fireplace, 1 BBQ box & 1 Fire Pit >BP: Interior alterations to renovate this existing dwelling unit #4 in this existing multiple dwelling building. | Elias J Galpin
EP-2023-04465 | 2023-06-01 | 1855 VINE STREET #4, Vancouver, BC V6K 3J8 | Electrical Permit | Commercial | Renovation - Dwelling Unit(s) only | Issued | Installation / Repair - Commercial - #4 Kitchen reno. Replace existing 100 amp panel. Add 8 led retrofit potlights *MP-2023-01260 >Permit Amendment Sep 05, 2023 -AC final connection. Install disconnect on roof to AC unit >BP: Interior alterations to renovate this existing dwelling unit #4 in this existing multiple dwelling building. | Duke Electric Ltd
GP-2023-02155 | 2023-07-24 | 1855 VINE STREET #5, Vancouver, BC V6K 3J8 | Gas Permit | Residential | Renovation | Issued | Residential - 1 BBQ & 1 patio heater | Elias J Galpin
GP-2023-02705 | 2023-09-14 | 2368 CORNWALL AVENUE #PH, Vancouver, BC V6K 1B7 | Gas Permit | Residential | Renovation - Dwelling Unit(s) only | Completed | Residential - Installing gas boiler | Reid Brothers Plumbing & Heating Ltd
PP-2022-00648 | 2022-02-24 | 3766 W 7TH AVENUE #205, Vancouver, BC V6R 1W8 | Plumbing Permit | Commercial | Renovation | Completed | Commercial - SUITE #205 - Convert a bathtub to a shower in the ensuite. Re & Re the bathtub and valve in the main bathroom | Oceanside Mechanical Ltd
EP-2022-06511 | 2022-08-03 | 3875 W 4TH AVENUE #312, Vancouver, BC V6R 4H8 | Electrical Permit | Residential | Renovation | Completed | Installation / Repair - Residential - Complete kitchen rewire pot light rough-in kitchen, living and bedroom 6x 20a plugs 5x switches all new devices in entire home kitchen puck light rough in >BP: Interior alterations to provide improvements to dwelling unit #312 on the 3rd floor of this multiple dwelling building on this site. Scope of work includes kitchen and bathroom upgrade, flooring, baseboard, pot lights, electrical and plumbing work. E2-HVAC- Install Energy Star rated exhaust fan to suit in-place duct work OK to process as DTI as per W. Wong June 14, 2022 panel swap trenching for new kitchen ccts bathroom reno pot lights in bathroom fan in bathroom gfci in bathroom wall sconces in bathroom Amend: Jan 20th, 2023 Addition of panel swap - old panel could not accomdate new new ccts Removed old main panel, installed new main panel. | Sound Electrical Ltd
PP-2022-03115 | 2022-09-09 | 3875 W 4TH AVENUE #312, Vancouver, BC V6R 4H8 | Plumbing Permit | Commercial | Renovation - Dwelling Unit(s) only | Completed | Commercial - Shower removal and replace, kitchen renovation. remove and replace. one unit >BP: #312 Interior alterations to provide improvements to dwelling unit #312 on the 3rd floor of this multiple dwelling building on this site. Scope of work includes kitchen and bathroom upgrade, flooring, baseboard, pot lights, electrical and plumbing work. | Modest Plumbing and Heating Ltd
PP-2023-03831 | 2023-10-31 | 3875 W 4TH AVENUE #319, Vancouver, BC V6R 4H8 | Plumbing Permit | Commercial | Renovation | Issued | Commercial - UNIT #319 - Bathroom re & re PLEASE NOTE: If the Fire Separation is breached the District Plumbing Inspector can request a Building Permit. | Tideline Mechanical Inc
EP-2023-10881 | 2023-12-11 | 3875 W 4TH AVENUE #319, Vancouver, BC V6R 4H8 | Electrical Permit | Residential | Renovation - Dwelling Unit(s) only | Issued | Installation / Repair - Residential - Changing out of an old panel to a new panel of the same capacity. | T. BERTI VENTURES LTD.
EP-2024-00661 | 2024-02-01 | 2200 HIGHBURY STREET #316, Vancouver, BC V6R 4N8 | Electrical Permit | Residential | Renovation - Dwelling Unit(s) only | Issued | Installation / Repair - Residential - ¦ MURB: RENO ¦ Bedroom renovation, Relocating two outlets above new millwork, Adding ceiling fan, wall sconces and puck lights -We will be fishing up the walls and making very small openings for just the cable and new fixture boxes | TCA Industries Ltd
EP-2023-01129 | 2023-02-21 | 1340 ARBUTUS STREET, Vancouver, BC V6J 3W8 | Electrical Permit | Residential | Addition | Completed | Installation / Repair - Residential - AC installation with breaker upgrade - note this is an AC installation and not a Heat Pump installation. The existing service is 100A and not affected. We are adding a 2pole 20A breaker for a small AC unit only | MCKINLEY ELECTRIC LTD
MP-2023-00160 | 2023-02-06 | 1609 BALSAM STREET #5, Vancouver, BC V6K 3L9 | Mechanical Permit | NULL | NULL | Completed | NULL | Milani Electric Limited
EP-2023-00999 | 2023-02-13 | 1609 BALSAM STREET #5, Vancouver, BC V6K 3L9 | Electrical Permit | Residential | Renovation | Completed | Installation / Repair - Residential - Electrical supply for Dsplit *MP-2023-00160 | Milani Electric Limited
EP-2023-00765 | 2023-03-02 | 1609 BALSAM STREET #14, Vancouver, BC V6K 3L9 | Electrical Permit | Residential | Renovation - Dwelling Unit(s) only | Completed | Installation / Repair - Residential - Adding mini split in living room -Remove heaters from living room -remove breaker for sauna -add in new mini spit circuit power located on patio *MP-2023-00244 | Bisco Electrical Contracting Ltd
NULL | NULL | 1609 BALSAM STREET #14, Vancouver, BC V6K 3L9 | Electrical Permit | Residential | Addition | Draft | Installation / Repair - Residential - Add in mini split for main living area | Bisco Electrical Contracting Ltd.
MP-2023-00244 | 2023-02-24 | 1609 BALSAM STREET #14, Vancouver, BC V6K 3L9 | Mechanical Permit | NULL | NULL | Completed | NULL | Pioneer Plumbing & Heating Inc
EP-2023-02696 | 2023-04-20 | 1609 BALSAM STREET #18, Vancouver, BC V6K 3L9 | Electrical Permit | Residential | Renovation | Completed | Installation / Repair - Residential - removing main floor heaters, capping off, supply power to outdoor mini split unit *MP-2023-00518 | Bisco Electrical Contracting Ltd
MP-2023-00518 | 2023-03-28 | 1609 BALSAM STREET #18, Vancouver, BC V6K 3L9 | Mechanical Permit | NULL | NULL | Completed | NULL | Pioneer Plumbing & Heating Inc
EP-2022-08729 | 2022-10-14 | 3755 W 8TH AVENUE #312, Vancouver, BC V6R 1Z2 | Electrical Permit | Residential | Renovation | Completed | Installation / Repair - Residential - Apply permit kitchen renovation and pot light led , kitchen , bedroom, washroom and switch plug change >BP: Interior alterations to renovate this dwelling unit on the 3rd floor of this existing multiple dwelling building on this site. Scope of work to include: remove kitchen wall and install new beams, new entry closet, relocate washer/dryer to ensuite, potlights, re&re fixtures, millwork and appliances Structural Schedule B - Sharat Chande - 604-723-7534 E2 - Appliances - Upgrade to an Energuide/Energy Star appliance (fridge; dishwasher) OK for field review per Nehzat J., July 29, 2022 Amend: Mar 14, 2023 Remove dryer wire and add steam shower. | Uppal Electrical Ltd
PP-2022-03773 | 2022-10-21 | 3755 W 8TH AVENUE #312, Vancouver, BC V6R 1Z2 | Plumbing Permit | Residential | Renovation | Completed | Residential - Plumbing work in side only Relocate washer at 3rd floor.. >Interior alterations to renovate this dwelling unit on the 3rd floor of this existing multiple dwelling building on this site. Scope of work to include: remove kitchen wall and install new beams, new entry closet, relocate washer/dryer to ensuite, potlights, re&re fixtures, millwork and appliances Structural Schedule B - Sharat Chande - 604-723-7534 E2 - Appliances - Upgrade to an Energuide/Energy Star appliance (fridge; dishwasher) OK for field review per Nehzat J., July 29, 2022 | West Point Plumbing & Heating Ltd
PP-2022-03772 | NULL | 3755 W 8TH AVENUE #312, Vancouver, BC V6R 1Z2 | Plumbing Permit | Residential | New | Draft | Residential - Plumbing work inside the building relocated the washer 3rd floor .. | West Point Plumbing & Heating Ltd
EP-2022-01729 | 2022-03-03 | 3788 W 8TH AVENUE #210, Vancouver, BC V6R 1Z3 | Electrical Permit | Residential | Tenant Improvement | Completed | Installation / Repair - Residential - Relocate one existing In Line Suite Fire Alarm Buzzer. >BP: Interior alterations to provide improvements in unit #210 (2nd Floor) in this existing multiple dwelling building on this site. OK For Field Review per Nathaly B - Aug 13/21 Letter of assurance provided by: Jonathan Kats, 604-224-6890, Schedule A & Schedule B (Architectural); Clinton Yiu, 604-255-7670, Schedule B (Structural) Scope of work: - Open up kitchen, replace kitchen cabinets and appliances - Replace bathroom fixtures and vanities - New painting and wall tiling - New flooring Note: Energy checklist is currently no longer required with your Building Permit (BP) application. Some supporting documents are still required at BP stage, specifically Envelope and HVAC, if applicable. Service Water Heating and Lighting supporting documents, if applicable, must be submitted with your related trades permits (e.g. electrical and plumbing). All energy upgrades will be checked during inspections stage. It is the applicant’s responsibility to identify and note all required upgrades including energy upgrades on their BP drawings at BP stage. | Priority Electric LTD.
GP-2022-03629 | 2022-11-18 | 2035 W 13TH AVENUE, Vancouver, BC V6J 2H8 | Gas Permit | Residential | Addition | Completed | Residential - RE & RE FURNACE AND HOT WATER TANK | B C Furnace Service Ltd
GP-2022-04163 | 2023-01-06 | 2023 W 13TH AVENUE, Vancouver, BC V6J 2H8 | Gas Permit | Residential | Addition | Completed | Residential - Replacing electric cooktop with new gas one | Super Tech Appliances Installation Ltd
GP-2023-04019 | 2023-12-14 | 2029 W 13TH AVENUE, Vancouver, BC V6J 2H8 | Gas Permit | Residential | Tenant Improvement | Issued | Residential - replace 1 gas fireplace | Campbell Care Plumbing, Heating & Air Ltd.
PP-2023-01659 | 2023-05-10 | 2628 YEW STREET #402, Vancouver, BC V6K 4T4 | Plumbing Permit | Commercial | Renovation - Dwelling Unit(s) only | Completed | Commercial - UNIT #402 - new shower valve/pan x2 | Hyack Plumbing and Heating
EP-2023-04984 | 2023-07-05 | 2628 YEW STREET #402, Vancouver, BC V6K 4T4 | Electrical Permit | Residential | Renovation | Completed | Installation / Repair - Residential - Install new lighting in bathroom, Kitchen and Ensuite New pots and Strip lighting. | DLP Electrical Ltd
GP-2023-03869 | 2023-12-05 | 2130 W 12TH AVENUE #304, Vancouver, BC V6K 2N2 | Gas Permit | Residential | Renovation | Issued | Residential - Decommissio | Ashton Service Group/Ashton Mechanical Ltd.
GP-2023-03871 | 2023-12-05 | 2130 W 12TH AVENUE #401, Vancouver, BC V6K 2N2 | Gas Permit | Residential | Renovation | Issued | Residential - Replace old hot water tank with new gas hot water tank | Ashton Service Group/Ashton Mechanical Ltd.
GP-2022-02278 | 2022-08-03 | 1949 W 14TH AVENUE, Vancouver, BC V6J 2K1 | Gas Permit | Residential | Renovation | Completed | Residential - re/re combi boiler | Lambert Plumbing & Heating Ltd
EP-2023-01791 | 2023-03-06 | 2797 ARBUTUS STREET, Vancouver, BC V6J 3Y5 | Electrical Permit | Commercial | Renovation | Completed | Installation / Repair - Commercial - Install track lights, puck lights, change two exit signs, some wall lights, some receptacles. >DB: Interior alterations only and a change of use of 1,303 sq.ft. from Retail Limited Food Store to provide tenant improvement for new Retail Store (Jewellery) with ancillary School - Arts or Self-Improvement at 2797 Arbutus Street at this existing mixed-use commercial and residential Zydeco Building. Tenant: Fantasilvia Fine Jewelry Ltd.. | Goodeal Electric Ltd
PP-2023-00735 | 2023-03-06 | 2797 ARBUTUS STREET, Vancouver, BC V6J 3Y5 | Plumbing Permit | Commercial | Renovation | Completed | Commercial - Relocate the faucet sink >DB: Interior alterations only and a change of use of 1,303 sq.ft. from Retail Limited Food Store to provide tenant improvement for new Retail Store (Jewellery) with ancillary School - Arts or Self-Improvement at 2797 Arbutus Street at this existing mixed-use commercial and residential Zydeco Building. | Terra Nova Mechanical Ltd
EP-2022-08231 | 2022-10-03 | 4685 VALLEY DRIVE #701, Vancouver, BC V6J 5M2 | Electrical Permit | Residential | Tenant Improvement | Completed | Installation / Repair - Residential - UNIT# 701 install 4 new light fixtures change zeon puck lights to led pucks change wall thermostats to programable stats | Jonkman Electric Ltd
GP-2022-01081 | 2022-04-06 | 3645 W 17TH AVENUE, Vancouver, BC V6S 1A3 | Gas Permit | Residential | Renovation | Completed | Residential - HWT re&re | Ferenc Nagy
EP-2023-00003 | 2023-01-05 | 2228 MARSTRAND AVENUE #505, Vancouver, BC V6K 4T1 | Electrical Permit | Residential | Tenant Improvement | Completed | Installation / Repair - Residential - Adding 2 more plugs to a storage room in a apartment - The storage room is going to become a computer / office room. It all ready has a plug on the kitchen side of the wall. She would like a plug on the other 2 walls to avoid adding extension cords. The wall shares the next suite and the hallway. -going to do surface mount 2 plugs | Ryan J P Lundquist
EP-2022-07256 | 2022-08-29 | 2268 REDBUD LANE #603, Vancouver, BC V6K 4S6 | Electrical Permit | Residential | Renovation | Completed | Installation / Repair - Residential - Add Flat Panel LED lights, Undercabinet Lighting and Relocate some receptacles and switches. No building permit required. Lights are going in a dropped ceiling. | Castle Electric Inc
SP-2023-01996 | 2023-10-30 | 1939 W 14TH AVENUE, Vancouver, BC V6J 2K1 | Sprinkler Permit | Commercial | Renovation - Dwelling Unit(s) only | Completed | Commercial - enclosed garage to be sprinklered >BP: To perform interior and exterior alterations and convert the existing carport to an attached garage to the existing infill single detached house at rear of this site containing three parking spaces having vehicular access from the lane. Related to DP-2022-00872. | Yu Fire Protection Inc.
EP-2023-09525 | 2023-11-16 | 1939 W 14TH AVENUE, Vancouver, BC V6J 2K1 | Electrical Permit | Residential | Renovation | Completed | Installation / Repair - Residential - Adding new LED lighting and receptacles in garage >BP: To perform interior and exterior alterations and convert the existing carport to an attached garage to the existing infill single detached house at rear of this site containing three parking spaces having vehicular access from the lane. Related to DP-2022-00872. OK for Field Review processing as per Howie Chow, January 12, 2023. Letters of assurance submitted: Sch B (Struct): Scott Ash-Anderson, P.Eng., 604.228.0518 Garage to be sprinklered. | Jackson Electric Ltd
EP-2022-08422 | 2022-10-12 | 1942 W 15TH AVENUE, Vancouver, BC V6J 2L3 | Electrical Permit | Residential | Renovation | Completed | Installation / Repair - Residential - Electrical supply for Dsplit MP-2022-00349 Amend: Jan 23rd, 2023 Updated load calculation | Milani Electric Limited
MP-2022-00349 | 2022-10-04 | 1942 W 15TH AVENUE, Vancouver, BC V6J 2L3 | Mechanical Permit | NULL | NULL | Completed | NULL | Milani Electric Limited
GP-2023-02747 | 2023-09-21 | 1928 W 15TH AVENUE, Vancouver, BC V6J 2L3 | Gas Permit | Residential | Renovation | Completed | Residential - Re/Re Furnace & Tankless water heater | ROMA Heating Ltd
PP-2022-00774 | 2022-03-08 | 1846 W 13TH AVENUE, Vancouver, BC V6J 2H3 | Plumbing Permit | Residential | New | Completed | Residential - Irrigation | Jordon Crawford Jacobs
PP-2022-01855 | 2022-06-02 | 3104 CYPRESS STREET, Vancouver, BC V6J 5K2 | Plumbing Permit | Residential | Renovation | Completed | Residential - Plumbing >BP: 3104 Cypress Street Interior alterations to provide improvements to this dwelling unit (3104 Cypress Street) in this existing multiple conversion dwelling on this site. Scope of work: Replace interior stairs. Deconstruct interior walls kitchen and bathrooms renovations, re and re attic insulation. This permit is also to validate the additional 35 sq. ft. added to the upper floor (formerly deck space) and stairs constructed to the 2nd floor balconies on the south elevation and the reconfiguration of the entrance stairs on the west elevation OK for field review as per Rosa Astorino - December 15, 2021 District Building Inspector to determine if a Schedule B is required for removal of any walls A separate Sprinkler Permit is required for any proposed work to the sprinkler system. REUP submitted by Karan Brar, Captial Home Energy | Avante Plumbing & Heating Ltd
GP-2022-01717 | 2022-06-06 | 3104 CYPRESS STREET, Vancouver, BC V6J 5K2 | Gas Permit | Residential | Addition | Completed | Residential - Gas stove | Avante Plumbing & Heating Ltd
EP-2022-05344 | 2022-06-23 | 3104 CYPRESS STREET, Vancouver, BC V6J 5K2 | Electrical Permit | Residential | Renovation - Dwelling Unit(s) only | Completed | Installation / Repair - Residential - rewire of the house with plug, switches and led potlights and some light fixtures Interior alterations to provide improvements to this dwelling unit (3104 Cypress Street) in this existing multiple conversion dwelling on this site. Scope of work: Replace interior stairs. Deconstruct interior walls kitchen and bathrooms renovations, re and re attic insulation. | David Stein
EP-2022-05149 | 2022-06-17 | 3104 CYPRESS STREET, Vancouver, BC V6J 5K2 | Electrical Permit | Residential | Renovation | Completed | Installation / Repair - Residential - structured wiring, intercom system, surveillance system, security alarm system, audio system >BP: Interior alterations to provide improvements to this dwelling unit (3104 Cypress Street) in this existing multiple conversion dwelling on this site. Scope of work: Replace interior stairs. Deconstruct interior walls kitchen and bathrooms renovations, re and re attic insulation. This permit is also to validate the additional 35 sq. ft. added to the upper floor (formerly deck space) and stairs constructed to the 2nd floor balconies on the south elevation and the reconfiguration of the entrance stairs on the west elevation OK for field review as per Rosa Astorino - December 15, 2021 District Building Inspector to determine if a Schedule B is required for removal of any walls A separate Sprinkler Permit is required for any proposed work to the sprinkler system. REUP submitted by Karan Brar, Captial Home Energy | Vancouver Audiospace Home Control Ltd
SP-2022-01004 | 2022-06-23 | 3104 CYPRESS STREET, Vancouver, BC V6J 5K2 | Sprinkler Permit | Residential | Renovation | Completed | Residential - 3 sprinkler new, 20 relocates are just changing existing sprinkler to new, location and piping not changed >BP: Interior alterations to provide improvements to this dwelling unit (3104 Cypress Street) in this existing multiple conversion dwelling on this site. Scope of work: Replace interior stairs. Deconstruct interior walls kitchen and bathrooms renovations, re and re attic insulation. This permit is also to validate the additional 35 sq. ft. added to the upper floor (formerly deck space) and stairs constructed to the 2nd floor balconies on the south elevation and the reconfiguration of the entrance stairs on the west elevation OK for field review as per Rosa Astorino - December 15, 2021 District Building Inspector to determine if a Schedule B is required for removal of any walls A separate Sprinkler Permit is required for any proposed work to the sprinkler system. REUP submitted by Karan Brar, Captial Home Energy | Fire Busters Inc
GP-2022-00233 | 2022-01-26 | 1937 W 13TH AVENUE, Vancouver, BC V6J 2H5 | Gas Permit | Residential | New | Completed | Residential - install boiler, remove old boiler and water tank CF-2021-014374 is associated with this permit. | Jerrad E Brooks
NULL | NULL | 1937 W 13TH AVENUE, Vancouver, BC V6J 2H5 | Gas Permit | Residential | Renovation | Draft | Residential - replace boiler, and water heater with indirect fired water tank | NULL
GP-2024-00092 | 2024-02-02 | 1960 W 11TH AVENUE, Vancouver, BC V6J 2C6 | Gas Permit | Residential | Renovation | Issued | Residential - Installation of 1 gas fireplace - venting and hook up only | Urban Fireplaces Ltd
GP-2022-03953 | 2022-12-13 | 1961 W 14TH AVENUE, Vancouver, BC V6J 2K1 | Gas Permit | Residential | Tenant Improvement | Completed | Residential - replace gas fireplace | Campbell Care Plumbing, Heating & Air Ltd.
MP-2023-01259 | 2023-07-10 | 1965 W 15TH AVENUE, Vancouver, BC V6J 2L2 | Mechanical Permit | NULL | NULL | Completed | NULL | Quick Cool Heating and Air Conditioning Ltd
EP-2023-08254 | 2023-10-04 | 1965 W 15TH AVENUE, Vancouver, BC V6J 2L2 | Electrical Permit | Residential | Addition | Completed | Installation / Repair - Residential - ¦ MURB- HP ¦ -Provide 240V 30A circuit for heat pump, provide 120V 15A dedicated receptacle for HRV -A total of 4,500W of electric baseboard heat has been disconnected, a total of 1,500W remains connected. *MP-2023-01259: Completed (Heating and Cooling) ¦ WWOP applied | Newtech Electrical Services Ltd
EP-2023-08480 | 2023-09-19 | 1956 W 15TH AVENUE, Vancouver, BC V6J 2L3 | Electrical Permit | Residential | New | Issued | Installation / Repair - Residential - Installation of security system | ADT Security Services Canada Inc
SP-2022-01731 | NULL | 3271 DUNBAR STREET, Vancouver, BC V6S 2B8 | Sprinkler Permit | Commercial | Tenant Improvement | Withdrawn | Commercial - lower down sprinklers by celling height changed >BP: Interior alterations to change the use from school - arts or self-improvement (group D) to Retail store (group E). Scope of work includes: relocating lightings and sprinkler system, adding dropped ceiling, and removing non-load bearing walls. Letters of assurance submitted: Sch B (Str): Roger De Villa, P.Eng., 778.316.2871 Notes: 1. Sprinkler contractor: Spectrum Sprinklers 2. Energy upgrade triggers: E2 - Lighting - Upgrade to Local Control (per 9.4.1.1.(a) of ASHRAE 90.1-2016). | Spectrum Fire Protection Ltd
SP-2022-01900 | 2022-11-28 | 3271 DUNBAR STREET, Vancouver, BC V6S 2B8 | Sprinkler Permit | Commercial | Tenant Improvement | Completed | Commercial - sprinkler head relocated by celling height adjusted >BP: Interior alterations to change the use from school - arts or self-improvement (group D) to Retail store (group E). Scope of work includes: relocating lightings and sprinkler system, adding dropped ceiling, and removing non-load bearing walls. Letters of assurance submitted: Sch B (Str): Roger De Villa, P.Eng., 778.316.2871 Notes: 1. Sprinkler contractor: Spectrum Sprinklers 2. Energy upgrade triggers: E2 - Lighting - Upgrade to Local Control (per 9.4.1.1.(a) of ASHRAE 90.1-2016). | Spectrum Fire Protection Ltd
EP-2022-05474 | 2022-06-28 | 3271 DUNBAR STREET, Vancouver, BC V6S 2B8 | Electrical Permit | Commercial | Renovation | Completed | Installation / Repair - Commercial - Rough in new dedicated 120v and 240v cat's for photo copiers. Rough- in and install eleven 2*4 light panels in T-Bar ceilings. Rough in and install two 2*2 light panels in T-Bar ceilings. Rough in and install exit/em/battery pack combo's in required locations. >BP: Interior alterations to change the use from school - arts or self-improvement (group D) to Retail store (group E). Scope of work includes: relocating lightings and sprinkler system, adding dropped ceiling, and removing non-load bearing walls. Letters of assurance submitted: | Alp Electric Ltd
EP-2022-07252 | 2022-08-29 | 3271 DUNBAR STREET, Vancouver, BC V6S 2B8 | Electrical Permit | Commercial | Renovation | Completed | Installation / Repair - Commercial - Data wiring & completion with wall plates >BP: Interior alterations to change the use from school - arts or self-improvement (group D) to Retail store (group E). Scope of work includes: relocating lightings and sprinkler system, adding dropped ceiling, and removing non-load bearing walls. Letters of assurance submitted: Sch B (Str): Roger De Villa, P.Eng., 778.316.2871 Notes: 1. Sprinkler contractor: Spectrum Sprinklers 2. Energy upgrade triggers: E2 - Lighting - Upgrade to Local Control (per 9.4.1.1.(a) of ASHRAE 90.1-2016). | Xon Automation Ltd
PP-2023-02074 | 2023-06-13 | 4250 DUNBAR STREET, Vancouver, BC V6S 2E9 | Plumbing Permit | Commercial | Renovation | Completed | Commercial - And laundry sink and service sink | Tuyet Minh Huynh
GP-2023-03380 | 2023-11-06 | 2176 W 15TH AVENUE, Vancouver, BC V6K 2Y5 | Gas Permit | Residential | Renovation | Issued | Residential - Remove old boiler and water heater, replace with new on demand combination unit. NAvien | Prolific Plumbing and Heating Ltd
EP-2023-02108 | 2023-03-13 | 2655 CRANBERRY DRIVE #310, Vancouver, BC V6K 4V5 | Electrical Permit | Commercial | Renovation - Dwelling Unit(s) only | Completed | Installation / Repair - Commercial - Minor residential updates including; install LED under cabinet lights. Install range receptacle. Update kitchen receptacles up to code. Add receptacle in living room. Replace light fixtures. Disconnect garburator. No building work proposed. | Wespac Electrical Contractor Ltd
GP-2023-00126 | 2023-01-11 | 1813 W 11TH AVENUE, Vancouver, BC V6J 2C4 | Gas Permit | Residential | Renovation | Completed | Residential - Removal of existing hot water tank and mid efficient boiler with a Navien NCB 190 | Pioneer Plumbing & Heating Inc
EP-2022-02668 | 2022-05-24 | 2226 W 12TH AVENUE #404, Vancouver, BC V6K 2N5 | Electrical Permit | Residential | New | Completed | Installation / Repair - Residential - Provide 208v power for outdoor Air Conditioner unit. Run cable from electrical panel to AC Unit located on condo balcony | Daniel Topping
PP-2022-03739 | 2022-10-19 | 2226 W 12TH AVENUE #405, Vancouver, BC V6K 2N5 | Plumbing Permit | Residential | Renovation | Completed | Residential - Replace an existing tub & shower valve with a new tub & shower valve | Link Plumbing & Heating Ltd
SP-2022-02017 | 2022-12-05 | 5631 DUNBAR STREET, Vancouver, BC V6N 1W5 | Sprinkler Permit | Commercial | Tenant Improvement | Completed | Commercial - Relocate 1, add 5 sprinklers for TI *****This application does not include any of the following: 1. Not more than 20 sprinklers (add, relocate, or remove), 2. hydraulic calculations, 3. change in occupancy and /or hazard classification, 4. warehouse storage arrangements, 5. mobile compact storage arrangements, 6. alternative solutions, 7. changes to the sprinkler system supply piping (e.g. valves, mains, cross-mains, branch-lines, etc.), or 8. flexible sprinkler pipe. | CENTRE LINE FIRE SPRINKLERS LTD
EP-2022-06871 | 2022-11-17 | 5631 DUNBAR STREET, Vancouver, BC V6N 1W5 | Electrical Permit | Commercial | Tenant Improvement | Completed | Installation / Repair - Commercial - New layout for receptacles, lights and switching Install new ceiling lights. >BP: Building Permit for DP-2021-00808 Alterations and change of use from Barber Shop to School Arts Self-Improvement, thereby expanding the existing school (5635 Dunbar Street) into the adjacent unit (5631 Dunbar Street) in this existing mixed-use building on this site. | Optimal Electrical Ltd
GP-2023-02481 | 2023-08-29 | 4350 VALLEY DRIVE #1, Vancouver, BC V6L 3B5 | Gas Permit | Residential | Renovation - Dwelling Unit(s) only | Issued | Residential - 1 Fireplace Install a gas log set and connect to existing gas line | The LM Fireplace Warehouse Ltd.
EP-2022-06549 | 2022-08-10 | 4350 VALLEY DRIVE #3, Vancouver, BC V6L 3B5 | Electrical Permit | Residential | Renovation | Completed | Installation / Repair - Residential - Dedicated Circuit for AC install. Note: A mechanical permit is required. | Pacific Star Electric Inc
MP-2023-00016 | 2023-01-04 | 4350 VALLEY DRIVE #3, Vancouver, BC V6L 3B5 | Mechanical Permit | NULL | NULL | Completed | NULL | Thomson Industries Ltd
EP-2023-10009 | NULL | 2159 MCMULLEN AVENUE, Vancouver, BC V6L 3B3 | Electrical Permit | Commercial | Addition | Applicant Revisions | Installation / Repair - Commercial - Installing a Level 2 EV Charger, off of a DDS-9, Subpanel 100A | Storm Electric Ltd
EP-2023-11369 | 2024-01-02 | 2101 MCMULLEN AVENUE #110, Vancouver, BC V6L 3B4 | Electrical Permit | Commercial | Renovation - Dwelling Unit(s) only | Issued | Installation / Repair - Commercial - Replace existing baseboard heaters and thermostats with new baseboard heaters and thermostats throughout unit. | REDISON ELECTRIC LTD
GP-2023-01104 | 2023-03-30 | 1886 W 14TH AVENUE, Vancouver, BC V6J 2J9 | Gas Permit | Residential | Tenant Improvement | Completed | Residential - Install combi boiler and gas meter upgrade | Gandy Installations Ltd
EP-2022-05007 | 2022-06-14 | 1866 W 14TH AVENUE, Vancouver, BC V6J 2J9 | Electrical Permit | Residential | Renovation | Issued | Installation / Repair - Residential - Service upgrade from 100 amps to 200 amps | Rightway Electric Inc
GP-2022-03686 | 2022-11-22 | 1847 W 14TH AVENUE, Vancouver, BC V6J 2J8 | Gas Permit | Residential | Renovation | Completed | Residential - Install one natural gas fireplace insert | Vancouver Gas Fireplaces Ltd
GP-2023-00436 | 2023-02-08 | 2295 W 15TH AVENUE, Vancouver, BC V6K 2Y6 | Gas Permit | Residential | Renovation | Completed | Residential - Supply and Install a Viessmann Boiler | MCKIM MECHANICAL
EP-2022-09837 | 2022-11-28 | 2140 BRIAR AVENUE #102, Vancouver, BC V6L 3E3 | Electrical Permit | Residential | Renovation | Completed | Installation / Repair - Residential - Kitchen and Lighting Remodel -Relocate of kitchen & bathroom existing branch circuit devices. Remove and replace ceiling lights, no location moves. Additions of LED strip lighting in kitchen, living room nook and bathroom. Minor holes here and there to run low voltage light wires and to allow for relocating electrical devices in kitchen. No alterations to fire walls. | Christopher Michael Newman
GP-2023-02212 | 2023-07-26 | 4350 VALLEY DRIVE #12, Vancouver, BC V6L 3B5 | Gas Permit | Residential | Renovation | Completed | Residential - 1 Fireplace WOOD ZERO TO E30GID INSERT GAS WITHIN 10' | BC Fireplace Service Inc
GP-2023-00286 | 2023-01-25 | 4350 VALLEY DRIVE #13, Vancouver, BC V6L 3B5 | Gas Permit | Residential | Tenant Improvement | Completed | Residential - install a gas fireplace | Campbell Care Plumbing, Heating & Air Ltd.
GP-2022-02231 | 2022-07-28 | 4350 VALLEY DRIVE #15, Vancouver, BC V6L 3B5 | Gas Permit | Residential | Tenant Improvement | Cancelled | Residential - decommissioning and removal of gas furnace | 0994152 BC Ltd
EP-2022-10420 | 2022-12-12 | 4350 VALLEY DRIVE #19, Vancouver, BC V6L 3B5 | Electrical Permit | Residential | New | Completed | Installation / Repair - Residential - Complete security Alarm system install | ADT Security Services Canada Inc
MP-2022-00734 | 2022-12-19 | 4350 VALLEY DRIVE #19, Vancouver, BC V6L 3B5 | Mechanical Permit | NULL | NULL | Completed | NULL | Thomson Industries Ltd
EP-2023-10076 | 2024-02-02 | 2287 W 14TH AVENUE, Vancouver, BC V6K 2V9 | Electrical Permit | Commercial | Renovation - Dwelling Unit(s) only | Issued | Installation / Repair - Commercial - ¦ MURB: HP ¦ We will be adding a circuit for a heat pump *MP-2023-01939: Issued (Heating and Cooling) | Douglas Millington o/a Moose Electric
MP-2023-01939 | 2023-10-31 | 2287 W 14TH AVENUE, Vancouver, BC V6K 2V9 | Mechanical Permit | NULL | NULL | Issued | NULL | Ashton Service Group/Ashton Mechanical Ltd.
GP-2023-03095 | 2023-10-17 | 2287 W 14TH AVENUE, Vancouver, BC V6K 2V9 | Gas Permit | Residential | Renovation | Issued | Residential - Decommission and remove old furnace install new furnace and Heat Pump | Ashton Service Group/Ashton Mechanical Ltd.
GP-2021-04380 | 2022-01-05 | 3021 BURRARD STREET, Vancouver, BC V6J 4T8 | Gas Permit | Residential | Renovation | Issued | Residential - Continue new gas main from meter to inside of Mechanical room **Amend 06/21/2022** Not a continuation as previous contractor has not done any work ** Amend 11/14/2022** To install a Hot Water Hydronic baseboard System in conjunction with the new Combi Boiler all ready on this permit. Heat Loss Design & Documents attached below **Amend 11/29/2022** Gas main rough-in & misc. lines under air test CPVC Exhaust venting has been installed for future boiler | Upper Level Plumbing Ltd
PP-2021-04198 | 2022-01-04 | 3021 BURRARD STREET, Vancouver, BC V6J 4T8 | Plumbing Permit | Residential | Renovation | Issued | Residential - Renovation of current bathroom, kitchen and laundry. Install new DWV and waterlines where accessible and add a new 3 piece bathroom on upper floor. Exterior and interior alterations to renovate this dwelling unit of this existing multiple dwelling building on this site. ** Amend 04/19/2022** Add aprox. 25ft of exterior 4" sewer main piping to the permit | Upper Level Plumbing Ltd
MP-2022-00615 | 2022-11-25 | 3021 BURRARD STREET, Vancouver, BC V6J 4T8 | Mechanical Permit | NULL | NULL | Issued | NULL | Upper Level Plumbing Ltd
EP-2022-09032 | 2022-10-25 | 3021 BURRARD STREET, Vancouver, BC V6J 4T8 | Electrical Permit | Residential | Renovation - Dwelling Unit(s) only | Completed | Installation / Repair - Residential - reno of the unit with new plugs, switches and potlights >BP: Exterior and interior alterations to renovate this dwelling unit of this existing multiple dwelling building on this site. scope of work includes to enlarge one window on the main floor facing Burrard Street. OK for DB per Oliver Szeleczky OK for field review as per Shawn Dyste | David Stein
PP-2022-03171 | NULL | 3021 BURRARD STREET, Vancouver, BC V6J 4T8 | Plumbing Permit | Commercial | Renovation - Dwelling Unit(s) only | Withdrawn | Commercial - Install new drainage, water piping and fixtures | Mark Anthony Young
GP-2022-02729 | NULL | 3021 BURRARD STREET, Vancouver, BC V6J 4T8 | Gas Permit | Residential | Renovation - Dwelling Unit(s) only | Withdrawn | Residential - Install new combi on demand heater | Mark Anthony Young
MP-2022-00205 | 2022-09-12 | 3021 BURRARD STREET, Vancouver, BC V6J 4T8 | Mechanical Permit | NULL | NULL | Cancelled | NULL | Mark Anthony Young
NULL | NULL | 1812 W 13TH AVENUE, Vancouver, BC V6J 2H3 | Mechanical Permit | NULL | NULL | Draft | NULL | Westmount Heating Ltd
EP-2023-03601 | 2024-01-30 | 1812 W 13TH AVENUE, Vancouver, BC V6J 2H3 | Electrical Permit | Residential | Renovation | Issued | Installation / Repair - Residential - Install #10/2 teck wire for outdoor AC unit , install 30 amp disconnect , install 30 amp 2 pole breaker -load share on the dryer and heat pump in unit 1812 *MP-2023-02238: Completed (Heating and Cooling) -Mechanical permit has been completed for the installation of heat pump. Any future electrical work completed without an electrical permit will result in WWOP fees | York Electrical Ltd
MP-2023-02238 | 2023-12-15 | 1812 W 13TH AVENUE, Vancouver, BC V6J 2H3 | Mechanical Permit | NULL | NULL | Completed | NULL | Westmount Heating Ltd
GP-2024-00080 | 2024-01-10 | 2983 YEW STREET, Vancouver, BC V6K 4M4 | Gas Permit | Residential | Renovation | Issued | Residential - 1 Fireplace Venting, installation & final hook up | Galaxy Fireplaces Ltd
PP-2023-03602 | 2023-10-12 | 2205 W 15TH AVENUE, Vancouver, BC V6K 2Y6 | Plumbing Permit | Residential | Renovation | Completed | Residential - Re & Re installtion | Mirage Plumbing Ltd
MP-2023-01789 | 2023-10-05 | 2205 W 15TH AVENUE, Vancouver, BC V6K 2Y6 | Mechanical Permit | NULL | NULL | Completed | NULL | Pro Ace Heating & Air Conditioning Services Ltd
PP-2023-03902 | 2023-11-30 | 2205 W 15TH AVENUE, Vancouver, BC V6K 2Y6 | Plumbing Permit | Residential | Tenant Improvement | Completed | Residential - D.C.V.A for Irrigation System -This permit is related to plumbing permit #PP-2023-03602 Whech is completed on 2023/oct/17. | Mirage Plumbing Ltd
PP-2023-02833 | 2023-08-10 | 2205 W 15TH AVENUE, Vancouver, BC V6K 2Y6 | Plumbing Permit | Residential | New | Completed | Residential - Water line for 2205&2207 W 15th | Mirage Plumbing Ltd
EP-2023-08455 | NULL | 2205 W 15TH AVENUE, Vancouver, BC V6K 2Y6 | Electrical Permit | Residential | Renovation | Withdrawn | Installation / Repair - Residential - Wiring for outdoor heat pump unit | Levan Electrical Services Inc
PP-2023-03258 | 2023-09-13 | 2205 W 15TH AVENUE, Vancouver, BC V6K 2Y6 | Plumbing Permit | Residential | Renovation | Completed | Residential - bathtub | Mirage Plumbing Ltd
SP-2023-00960 | 2023-06-02 | 2205 W 15TH AVENUE, Vancouver, BC V6K 2Y6 | Sprinkler Permit | Residential | Renovation - Dwelling Unit(s) only | Completed | Residential - install a new fire sprinkler system in existing duplex | CENTRE LINE FIRE SPRINKLERS LTD
PP-2023-03603 | 2023-10-12 | 2207 W 15TH AVENUE, Vancouver, BC V6K 2Y6 | Plumbing Permit | Residential | Renovation | Completed | Residential - RENOVATION IS DONE WITH OUT PERMIT , we just make sure everything meet with BC pluming code. | Mirage Plumbing Ltd
EP-2022-00042 | 2022-01-10 | 2171 MCMULLEN AVENUE, Vancouver, BC V6L 3B3 | Electrical Permit | Commercial | Renovation | Completed | Installation / Repair - Commercial - Changing out the existing 100amp panel to a new 40/80 100amp Siemens panel. Complete rewire of the top and main floor and partial lower floor. All new LED lighting throughout controlled by dimmers. Adding in a Nest doorbell. Adding in all new smokies. -we don’t need a new service, we are just doing a re & re of the existing 100amp service, basically the old panel was not in good condition so I wanted to get it up to latest standard. >BP:Interior alterations to provide improvements to this existing 3 level dwelling unit in this existing multiple dwelling (townhouse) building on this site. Scope of work: remove all kitchen walls to create open floor plan, new millwork, finishes, enlarge and upgrade master bathroom and two other existing bathrooms, new flooring, finishes, electrical, plumbing and gas work. Structural Schedule B, Joselito Manrique, P.Eng., ph: 604-518-2983 OK for field review as per J. Zhang, Aug.16/21 Energy checklist is currently no longer required with your Building Permit (BP) application. Some supporting documents are still required at BP stage, specifically Envelope and HVAC, if applicable. Service Water Heating and Lighting supporting documents, if applicable, must be submitted with your related trades permits (e.g. electrical and plumbing). All energy upgrades will be checked during inspections stage. It is the applicant's responsibility to identify and note all required upgrades including energy upgrades on their BP drawings at BP stage. | WESTPEAK ELECTRICAL LTD
GP-2022-01316 | 2022-04-27 | 2171 MCMULLEN AVENUE, Vancouver, BC V6L 3B3 | Gas Permit | Residential | Renovation | Completed | Residential - Remove old furnace and replace with new furnace | Nickel Heating & Ventilation
GP-2024-00027 | 2024-01-05 | 2163 MCMULLEN AVENUE, Vancouver, BC V6L 3B3 | Gas Permit | Residential | Renovation | Completed | Residential - hot water tank replacement | Reid Brothers Plumbing & Heating Ltd
MP-2023-00214 | 2023-03-07 | 4079 ARBUTUS STREET, Vancouver, BC V6J 4T2 | Mechanical Permit | NULL | NULL | Completed | NULL | 1321793 BC LTD dba: SILVERSAGE PLUMBING AND HEATING
EP-2022-10662 | 2022-12-19 | 4079 ARBUTUS STREET, Vancouver, BC V6J 4T2 | Electrical Permit | Commercial | Renovation | Completed | Installation / Repair - Commercial - kitchen and bathroom renovation and installing some pot lights. Interior alterations to provide improvements to this existing multiple dwelling building on this site. Scope of work: Re and re kitchen cabinetry and appliances, bathroom updates in the main and upper floor, new washroom in the basement, interior walls & doors, plumbing fixtures & electrical work. **Amend 01/06/2023** add heat pump to my permit and add $600 load calculation for the house: Basic load: 2500 Watt Stove: 6000 Watt H.W.T. 6000watt B.B.H. 1000watt Heat Pump 9000watt Dryer 1250watt Total: 25750watt Electrical Panel is 3 phase 100 A so I=71.6 ampere and basically we replace most of baseboard heaters with heat pump. Heat pump will be located back of the house , Please see attachment . Amend: Jan 12, 2023 Load Calculation >>>>>>>>>Amend: April 13th, 2023 -load calculation was uploaded on January 11th -however the increase in cost of installation from Dec. 23rd request: "I want to add heat pump to my permit and add $600 for the extra job.." -$600 was not added to this permit at that time it has been added but there are no additional fees due as it is in the same fees category | Amir Hossein Rastjoo
PP-2023-00012 | 2023-01-05 | 4079 ARBUTUS STREET, Vancouver, BC V6J 4T2 | Plumbing Permit | Residential | Renovation | Completed | Residential - Addition of a bathroom group in the basement, renovation of the existing bathroom and powder room. >BP: Interior alterations to provide improvements to this existing multiple dwelling building on this site. Scope of work: Re and re kitchen cabinetry and appliances, bathroom updates in the main and upper floor, new washroom in the basement, interior walls & doors, plumbing fixtures & electrical work. | 1321793 BC LTD dba: SILVERSAGE PLUMBING AND HEATING
GP-2022-00194 | 2022-01-24 | 4418 YEW STREET, Vancouver, BC V6L 3C8 | Gas Permit | Residential | Renovation | Completed | Residential - 50 gal hot water heater replacement - | Pioneer Plumbing & Heating Inc
EP-2022-08995 | 2022-10-24 | 2181 W 12TH AVENUE #101, Vancouver, BC V6K 4S8 | Electrical Permit | Residential | Tenant Improvement | Completed | Installation / Repair - Residential - Installation of new lighting plan (17 pot lights), and re-re of kitchen appliances. Installation of undercabinet lighting. >BP: Interior alterations to provide improvements to unit #101 on the 1st floor in this existing multiple dwelling building. Scope of work: upgrade kitchen and appliances; new flooring, baseboards, interior doors and new lighting throughout. OK for field review per Nehzat J. - Sep. 9, 2022 Notes: - Energy Upgrade: 1) E2 - Lighting - Install lighting dimmer, timers, and/or motion detectors on interior lights 2) E2 - Appliances - Upgrade to an Energuide/Energy Star appliance (fridge; dishwasher) - This building is sprinklered. DBI to determine on site if a separate sprinkler permit is required. Not required/DBI- SE | TCA Industries Ltd
GP-2023-03477 | 2023-11-10 | 2293 W 13TH AVENUE, Vancouver, BC V6K 2S4 | Gas Permit | Residential | Renovation | Issued | Residential - Installation of new High efficiency combi boiler to replace the hot water tank and boiler. | Brandon Scoular o/a Scoular Plumbing and Heating
EP-2022-02044 | 2022-05-02 | 2293 W 13TH AVENUE, Vancouver, BC V6K 2S4 | Electrical Permit | Residential | Tenant Improvement | Completed | Installation / Repair - Residential - Electrical install of AC Amend: Jan 16, 2023 see the new updated load calc. Remove the old load calculation | Moore And Russell Heating And Air Conditioning Ltd
EP-2022-07278 | 2022-09-21 | 2288 W 13TH AVENUE, Vancouver, BC V6K 2S3 | Electrical Permit | Residential | Renovation | Completed | Installation / Repair - Residential - Dedicated Circuit for AC Install | Pacific Star Electric Inc
GP-2023-02039 | 2023-07-07 | 2285 W 13TH AVENUE, Vancouver, BC V6K 2S4 | Gas Permit | Residential | Renovation - Dwelling Unit(s) only | Completed | Residential - Installing gas boiler | Reid Brothers Plumbing & Heating Ltd
GP-2022-00989 | 2022-03-31 | 1817 W 15TH AVENUE, Vancouver, BC V6J 2K9 | Gas Permit | Residential | Addition | Completed | Residential - Gas freestanding fireplace installation | Vaglio Fireplace LTD
GP-2022-02550 | 2022-08-29 | 1888 W 11TH AVENUE, Vancouver, BC V6J 2C5 | Gas Permit | Residential | Renovation | Cancelled | Residential - RE AND RE 1 GAS FIREPLACE USING EXISTING VENTING | The LM Fireplace Warehouse Ltd.
GP-2022-01952 | 2022-06-29 | 1888 W 11TH AVENUE, Vancouver, BC V6J 2C5 | Gas Permit | Residential | Renovation | Completed | Residential - RE AND RE 1 GAS FIREPLACE USING EXISTING VENTING, APPLIANCE ONLY | The LM Fireplace Warehouse Ltd.
PP-2022-03195 | 2022-09-14 | 3621 W 26TH AVENUE #301, Vancouver, BC V6S 1P2 | Plumbing Permit | Residential | Renovation | Completed | Residential - Re and re of fixtures. | Zee's Plumbing Inc
EP-2022-08735 | 2022-10-14 | 3621 W 26TH AVENUE #301, Vancouver, BC V6S 1P2 | Electrical Permit | Residential | Renovation - Dwelling Unit(s) only | Completed | Installation / Repair - Residential - Replacing all receptacles and switches in suite. Replacing old pot lights with new LED pot lights. Moving bathroom switches. Adding 2 pot lights in bathroom. Replacing baseboard heaters. -No structural work is being performed. Just a updating of the surfaces. | Buchanan Electrical Limited
EP-2023-00342 | 2023-02-08 | 2156 W 12TH AVENUE #24, Vancouver, BC V6K 2N2 | Electrical Permit | Commercial | Renovation - Dwelling Unit(s) only | Issued | Installation / Repair - Commercial - add new plugs and lights for the suite reno -CF-2022-001121 >BP: Interior alterations to provide improvements and to restore dwelling unit #24 to its existing condition on the third floor of this multiple dwelling building on this site. OK for Field Review per Nehzat J. on June 8, 2022. Scope of work: - Demolition of all existing cabinets, plumbing fixtures, tiles, extra framing added by previous tenant, light fixtures and fireplace. - Replace bathroom: Vanity, fixtures, tub, toilet, lights, fan - Run walls to ceiling above laundry room and bathroom - Move kitchen forward in unit and install cabinetry, plumbing, counter top, lighting and appliances - Replace all light fixtures, outlets, switches, heaters - Add wall separating kitchen and sleeping area - Upgrade select insulation and install drywall - Retain ceilings - Reinstall all removed drywall (except bathroom walls) - Installation of new bathroom door Letter of assurance submitted: Sch B (Arch): Rosa Salcido, Architect AIBC 778-389-4904 Notes: 1. DBI to verify see if sprinkler permit is required at frame inspection 2. A separate permit is required before occupying this suite. | David Stein
PP-2023-00405 | 2023-02-06 | 2156 W 12TH AVENUE #24, Vancouver, BC V6K 2N2 | Plumbing Permit | Residential | Renovation | Issued | Residential - Small kitchen and bathroom renovation. >BP: Interior alterations to provide improvements and to restore dwelling unit #24 to its existing condition on the third floor of this multiple dwelling building on this site. OK for Field Review per Nehzat J. on June 8, 2022. Scope of work: - Demolition of all existing cabinets, plumbing fixtures, tiles, extra framing added by previous tenant, light fixtures and fireplace. - Replace bathroom: Vanity, fixtures, tub, toilet, lights, fan - Run walls to ceiling above laundry room and bathroom - Move kitchen forward in unit and install cabinetry, plumbing, counter top, lighting and appliances - Replace all light fixtures, outlets, switches, heaters - Add wall separating kitchen and sleeping area - Upgrade select insulation and install drywall - Retain ceilings - Reinstall all removed drywall (except bathroom walls) - Installation of new bathroom door | Hashtag Plumbing Inc
SP-2023-01842 | 2023-10-05 | 2156 W 12TH AVENUE #24, Vancouver, BC V6K 2N2 | Sprinkler Permit | Commercial | Renovation - Dwelling Unit(s) only | Issued | Commercial - Relocate 2 sprinkler side wall heads and add 1 new sprinkler side wall head >BP: Interior alterations to provide improvements and to restore dwelling unit #24 to its existing condition on the third floor of this multiple dwelling building on this site. OK for Field Review per Nehzat J. on June 8, 2022. Scope of work: - Demolition of all existing cabinets, plumbing fixtures, tiles, extra framing added by previous tenant, light fixtures and fireplace. - Replace bathroom: Vanity, fixtures, tub, toilet, lights, fan - Run walls to ceiling above laundry room and bathroom - Move kitchen forward in unit and install cabinetry, plumbing, counter top, lighting and appliances - Replace all light fixtures, outlets, switches, heaters - Add wall separating kitchen and sleeping area - Upgrade select insulation and install drywall - Retain ceilings - Reinstall all removed drywall (except bathroom walls) - Installation of new bathroom door Letter of assurance submitted: Sch B (Arch): Rosa Salcido, Architect AIBC 778-389-4904 Notes: 1. DBI to verify see if sprinkler permit is required at frame inspection 2. A separate permit is required before occupying this suite. | Ace Fire Prevention Ltd
EP-2022-08994 | 2022-10-26 | 3993 PARKWAY DRIVE, Vancouver, BC V6L 3C9 | Electrical Permit | Residential | Renovation | Issued | Installation / Repair - Residential - Supply and install new pot lights in the main floor and possibly the upper or basement floor, removal of drywall, fishing loomex, working with existing lighting circuits for new LED pot lights, adding smoke detectors in bedroom ceilings if needed. Shutdown and swap out of 100 amp 3 phase panel to new in same location | MJR Electric Ltd
EP-2022-00332 | 2022-01-20 | 4759 VALLEY DRIVE #409, Vancouver, BC V6J 4B7 | Electrical Permit | Commercial | Renovation - Dwelling Unit(s) only | Completed | Installation / Repair - Commercial - gut and rewire of the dwelling in a multi-family building; installation of power and lighting, in-floor heating, possibly relocating electrical panel and media panel. #409 - 4th Floor Interior alterations to provide improvements to unit #409 in this existing multiple dwelling building on the site. Scope of work includes: renovate kitchen and bathroom, reworking some walls, flooring, lighting and finishes. ** Amend 09/22/2022** amending application to include low voltage wiring relocation and addition, adding wiring and junction box for FUTURE AC unit. increase value of the job to $54,862.00 providing load calc as requested. | Serge Vasilyev
PP-2022-00552 | 2022-02-17 | 4759 VALLEY DRIVE #409, Vancouver, BC V6J 4B7 | Plumbing Permit | Commercial | Renovation - Dwelling Unit(s) only | Completed | Commercial - SUITE #409 - KITCHEN - Re&re (New sink,faucet, and dishwasher - Run new water line to fridge MASTER BATHROOM - Re&re sink and faucet - Re&re toilet - New shower valve and drain - New tub filler and tub BATHROOM 1 - Re&re toilet - Re&re sink and faucet - New shower valve and drain LAUNDRY - Relocate laundry box #409 - 4th Floor Interior alterations to provide improvements to unit #409 in this existing multiple dwelling building on the site. Letter of assurance provided by: ANDREW TERRETT, 604-736-3730, Schedule B (Architectural) Scope of work includes: renovate kitchen and bathroom, reworking some walls, flooring, lighting and finishes. | Paris Plumbing And Heating Ltd
SP-2022-00140 | 2022-02-04 | 4759 VALLEY DRIVE #409, Vancouver, BC V6J 4B7 | Sprinkler Permit | Commercial | Renovation - Dwelling Unit(s) only | Completed | Commercial - Install (x12) new pendants. >BP: #409 - 4th Floor Interior alterations to provide improvements to unit #409 in this existing multiple dwelling building on the site. Letter of assurance provided by: ANDREW TERRETT, 604-736-3730, Schedule B (Architectural) Scope of work includes: renovate kitchen and bathroom, reworking some walls, flooring, lighting and finishes. Note: - DBI to determine on site if PENG is required to remove the wall - Energy Upgrade: E2 - Lighting - Install energy efficient lighting fixtures (single occupied space area) | Fire Pro Fire Protection Ltd.
GP-2022-01183 | 2022-04-19 | 4759 VALLEY DRIVE #409, Vancouver, BC V6J 4B7 | Gas Permit | Residential | Renovation | Cancelled | Residential - UNIT# 409- ALL SUITES HAVE SEPARATE METERS New gas fireplace with vent & hook up | Fastgo System 2011 Inc DBA Fireplaces Unlimited
GP-2022-00896 | 2022-03-22 | 4759 VALLEY DRIVE #409, Vancouver, BC V6J 4B7 | Gas Permit | Residential | Addition | Cancelled | Residential - move gas line #409 - 4th Floor Interior alterations to provide improvements to unit #409 in this existing multiple dwelling building on the site. | 0788459 BC Ltd
GP-2022-01161 | 2022-04-12 | 3968 YEW STREET, Vancouver, BC V6L 3B6 | Gas Permit | Residential | Renovation | Completed | Residential - Re&Re Furnace BTU:70.000 Re&Re Tankless BTU: 199.000 | Milani Plumbing Heating & Air Conditioning Ltd
GP-2023-02930 | 2023-10-05 | 4024 YEW STREET, Vancouver, BC V6L 3B6 | Gas Permit | Residential | Renovation | Completed | Residential - hot water tank replacement | Reid Brothers Plumbing & Heating Ltd
PP-2022-01050 | 2022-03-29 | 4101 YEW STREET #409, Vancouver, BC V6L 3B7 | Plumbing Permit | Commercial | Renovation - Dwelling Unit(s) only | Completed | Commercial - SUITE #409 - Renovation install new fixtures Unit #409 Interior alterations to provide tenant improvements in Unit 409 on the 4th floor in this existing Multiple Dwelling Building on this existing site. Scope of Work : Removing partition walls, cabinets, flooring, countertops, appliances and pot lights. Cosmetic changes to the Master and Main Bathroom. Existing balcony enclosure to be removed and restored back to original open balcony. | MCKIM MECHANICAL
EP-2022-02302 | 2022-03-25 | 4101 YEW STREET #409, Vancouver, BC V6L 3B7 | Electrical Permit | Residential | Renovation | Completed | Installation / Repair - Residential - Renovation of condominium. Panel upgrade only -Kitchen renovation, (2) bathrooms Lighting throughout. >BP: Interior alterations to provide tenant improvements in Unit 409 on the 4th floor in this existing Multiple Dwelling Building on this existing site. Scope of Work : Removing partition walls, cabinets, flooring, countertops, appliances and pot lights. Cosmetic changes to the Master and Main Bathroom. Existing balcony enclosure to be removed and restored back to original open balcony. Note to applicant: The services of a structural engineer may be required, based upon site inspection by the District Building Inspector. A Sprinkler permit may be required, as determined by the District Building Inspector. Energy checklist is currently no longer required with your Building Permit (BP) application. Some supporting documents are still required at BP stage, specifically Envelope and HVAC, if applicable. Service Water Heating and Lighting supporting documents, if applicable, must be submitted with your related Trades permits (e.g. electrical and plumbing). All energy upgrades will be checked during inspections stage. It is the applicant’s responsibility to identify and note all required upgrades including energy upgrades on their BP drawings at BP stage. | EVANSON ELECTRIC LTD
EP-2023-08823 | 2023-10-03 | 2175 SALAL DRIVE #306, Vancouver, BC V6K 4V2 | Electrical Permit | Residential | Renovation | Issued | Installation / Repair - Residential - Install and adjust wiring and outlet locations is two bathrooms and one bedroom. >BP: Interior alterations to provide improvements to dwelling unit #306 on the third floor of this multiple dwelling building on this site. OK for DTI per W. Wong August 17, 2023 | Clay Electric Ltd
EP-2023-10268 | 2023-11-16 | 2028 W 11TH AVENUE #107, Vancouver, BC V6J 2C9 | Electrical Permit | Commercial | Renovation - Dwelling Unit(s) only | Issued | Installation / Repair - Commercial - kitchen reno rewiring -add some kitchen lighting and relocate some outlets >BP: Interior alterations to provide improvements to dwelling unit #107 on the ground floor of this multiple dwelling building on this site. OK for DTI per W. Wong November 10, 2023 | SS Electrical Limited
PP-2023-04033 | 2023-11-16 | 2028 W 11TH AVENUE #107, Vancouver, BC V6J 2C9 | Plumbing Permit | Commercial | Renovation - Dwelling Unit(s) only | Issued | Commercial - UNIT #107 - Change length of pipe to 2" to change bath to shower. >BP: #107 Interior alterations to provide improvements to dwelling unit #107 on the ground floor of this multiple dwelling building on this site. | DENTE MECHANICAL
PP-2023-02510 | 2023-07-14 | 2655 CRANBERRY DRIVE #603, Vancouver, BC V6K 4V5 | Plumbing Permit | Commercial | Renovation - Dwelling Unit(s) only | Issued | Commercial - Replacement of shower faucet and reinstalling sink and toliet >BP: #603 - 6th floor Interior alterations to renovate this unit #603 on the 6th floor of this multiple dwelling building on this site. Amend: July 27, 2023 two additional shower values replaced in a second bathroom | Sukhwinder Rehallu
NULL | NULL | 2655 CRANBERRY DRIVE #603, Vancouver, BC V6K 4V5 | Plumbing Permit | Residential | Renovation | Withdrawn | Residential - Replace shower valve/faucet in two bathrooms. The bathrooms will be completed at different times. | NULL
EP-2023-01926 | 2023-03-15 | 2175 SALAL DRIVE #455, Vancouver, BC V6K 4V2 | Electrical Permit | Residential | Renovation | Completed | Installation / Repair - Residential - We are adding a circuit for a heat pump *MP-2022-00354 | Douglas Millington o/a Moose Electric
MP-2022-00354 | 2022-10-05 | 2175 SALAL DRIVE #455, Vancouver, BC V6K 4V2 | Mechanical Permit | NULL | NULL | Completed | NULL | Ashton Service Group/Ashton Mechanical Ltd.
GP-2023-03866 | 2023-12-05 | 2130 W 12TH AVENUE #102, Vancouver, BC V6K 2N2 | Gas Permit | Residential | Renovation | Issued | Residential - Decommission and remove old gas Hot water tank and install new tank | Ashton Service Group/Ashton Mechanical Ltd.
GP-2022-01149 | 2022-04-12 | 2788 VINE STREET #306, Vancouver, BC V6K 4S5 | Gas Permit | Commercial | Tenant Improvement | Completed | Commercial - replacement of gas range - altering gas piping to allow it to fit - no additional piping will be added We are not sure what is needed for the current total BTU per hour load - the new oven BTU's are 31000 for the oven and 54,200BTU's burner power | Xpert Mechanical
PP-2024-00175 | 2024-01-25 | 2268 W 12TH AVENUE #404, Vancouver, BC V6K 2N5 | Plumbing Permit | Commercial | Renovation - Dwelling Unit(s) only | Issued | Commercial - UNIT #404 - -Supply & Install a new 40 gallon electric (178 liter) water heater - Removal and disposal of old tank - Moving the hot water tank 2 feet into the adjacent closet, includes a new drain pan and extra pipe work. | Kits Plumbing and Heating Ltd
EP-2023-10891 | 2023-12-05 | 2140 BRIAR AVENUE #311, Vancouver, BC V6L 3E3 | Electrical Permit | Commercial | Renovation - Dwelling Unit(s) only | Issued | Installation / Repair - Commercial - Add x3 plugs and electric heater in new framed wall >BP: #311 Interior alterations to provide improvements to dwelling unit #311 on the 3rd floor of this existing multiple dwelling building on this site. Work to add wall and door to create a den. | Western Summit Electric Ltd
GP-2023-02375 | 2023-08-14 | 2106 NANTON AVENUE, Vancouver, BC V6L 3C7 | Gas Permit | Residential | Renovation | Issued | Residential - To replace 1 water heater in the same location. | Paolo's Plumbing & Heating Ltd
GP-2022-03346 | 2022-10-28 | 4355 ARBUTUS STREET, Vancouver, BC V6J 4S4 | Gas Permit | Residential | Renovation | Completed | Residential - Hot Water Tank Replacement | Hillcrest Plumbing & Heating (1991) Ltd
GP-2023-03867 | 2023-12-05 | 2130 W 12TH AVENUE #106, Vancouver, BC V6K 2N2 | Gas Permit | Residential | Renovation | Issued | Residential - Replacing the Gas Hot Water tank | Ashton Service Group/Ashton Mechanical Ltd.
SP-2022-01020 | 2022-06-23 | 2375 W BROADWAY #30, Vancouver, BC V6K 2E6 | Sprinkler Permit | Residential | Tenant Improvement | Completed | Residential - relocate and delete existing heads to new layout #30 Interior alterations to renovate the unit #30 in this existing multiple dwelling building on this site. E2 upgrade you have chosen: E2 - HVAC - Install timers (up to 60 minutes), or humidistat for washroom fan(s) *****This application does not include any of the following: 1. Not more than 20 sprinklers (add, relocate, or remove), 2. hydraulic calculations, 3. change in occupancy and /or hazard classification, 4. warehouse storage arrangements, 5. mobile compact storage arrangements, 6. alternative solutions, 7. changes to the sprinkler system supply piping (e.g. valves, mains, cross-mains, branch-lines, etc.), or 8. flexible sprinkler pipe. | Bernin Fire Protection Ltd
EP-2022-04660 | 2022-06-07 | 2375 W BROADWAY #30, Vancouver, BC V6K 2E6 | Electrical Permit | Residential | Renovation | Completed | Installation / Repair - Residential - All electrical work as per building permit, New lighting and receptacles -LOWER FLOOR - supply/install x6 pot lights - install x6 total surface mount lights - supply/install panasonic bathroom fan - supply/install x1 gfci receptacle - switching as required: x8 single pole switches, x1 4 way switch - supply/install x3 baseboard heaters and thermostats - add dedicated circuit for bidet toilet - add dedicated circuit for washing machine - add dedicated circuit for dryer - add dedicated circuit for sauna UPPER FLOOR - supply/install x11 pot lights - install x3 total surface mount lights - install x2 led undercabinet strip lights - supply/install panasonic bathroom fan - supply/install x1 gfci receptacle - add power for heated towel rack (rough in timer switch and gfci protection) - switching as required; x8 single pole switches - add dedicated kitchen circuits as required: cooktop and wall oven(power pre-existing ,separate as required), fridge(relocation), microwave, dishwashwer(power pre-existing), hoodfan (power pre existing) - x4 20 amp counter receptacles - supply/install x3 baseboard heaters and thermostats GENERAL - demo as required on both levels >BP: Interior alterations to renovate the unit #30 in this existing multiple dwelling building on this site. E2 upgrade you have chosen: E2 - HVAC - Install timers (up to 60 minutes), or humidistat for washroom fan(s) OK for field review per Jamie Zhang, Dec. 06/21 *************** Revision #1, May 24, 2022 Change of Applicant from Megan Brattebo DBA: TQ Construction LTD to TQ Construction Ltd | Vancity Electric Inc
PP-2022-01978 | 2022-06-09 | 2375 W BROADWAY #30, Vancouver, BC V6K 2E6 | Plumbing Permit | Residential | Renovation | Completed | Residential - Renovation of new fixtures >Interior alterations to renovate the unit #30 in this existing multiple dwelling building on this site. E2 upgrade you have chosen: E2 - HVAC - Install timers (up to 60 minutes), or humidistat for washroom fan(s) OK for field review per Jamie Zhang, Dec. 06/21 *************** Revision #1, May 24, 2022 Change of Applicant from Megan Brattebo DBA: TQ Construction LTD to TQ Construction Ltd | MCKIM MECHANICAL
GP-2022-02873 | 2022-09-23 | 2104 W 13TH AVENUE, Vancouver, BC V6K 2S1 | Gas Permit | Residential | Renovation | Completed | Residential - Re&Re Boiler BTU 90.000 | Milani Plumbing Heating & Air Conditioning Ltd
EP-2022-02233 | 2022-03-22 | 4685 VALLEY DRIVE #509, Vancouver, BC V6J 5M2 | Electrical Permit | Residential | Renovation | Completed | Installation / Repair - Residential - #509 Electrical safety check on existing wiring, relocated 2gang switches. -Just installing new hood fan, new kitchen counter plugs after replaced new back splash and relocated switch box to next stud and changed new GFCI receptacles in bathrooms. | Mainpower Electrical Ltd
GP-2022-01119 | 2022-04-08 | 1913 W 33RD AVENUE, Vancouver, BC V6M 1B6 | Gas Permit | Residential | Renovation | Completed | Residential - Miele 36" gas c/top #KM3475G | Han Appliances & Refrigeration Ltd
PP-2023-03940 | 2023-11-08 | 3905 SPRINGTREE DRIVE #302, Vancouver, BC V6L 3E2 | Plumbing Permit | Commercial | Renovation - Dwelling Unit(s) only | Issued | Commercial - Renovation >BP: #302 Interior alterations to this Dwelling unit #302 on the 3rd floor of this existing Multiple Dwelling building on this site. | Greywater Plumbing And Heating Inc
EP-2023-10008 | 2023-11-06 | 3905 SPRINGTREE DRIVE #302, Vancouver, BC V6L 3E2 | Electrical Permit | Commercial | Renovation - Dwelling Unit(s) only | Issued | Installation / Repair - Commercial - aparment renovation - re and re devices - add GFCI in kitchen - add pot lights - re and re light fixtures - relocate dryer >BP: #302 Interior alterations to this Dwelling unit #302 on the 3rd floor of this existing Multiple Dwelling building on this site. | Pacific Storm Power and Electrical Services Ltd
GP-2023-02285 | 2023-08-02 | 1916 W 14TH AVENUE, Vancouver, BC V6J 2K2 | Gas Permit | Residential | Renovation | Completed | Residential - 1 Water Heater Hot water on demand | PG Precision Gas & Mechanical Inc
MP-2023-01059 | 2023-06-08 | 3580 W 41ST AVENUE #401, Vancouver, BC V6N 3E6 | Mechanical Permit | NULL | NULL | Completed | NULL | Central Commercial & Residential Services
EP-2023-05073 | 2023-06-20 | 3580 W 41ST AVENUE #401, Vancouver, BC V6N 3E6 | Electrical Permit | Residential | Addition | Completed | Installation / Repair - Residential - Remove all electric BB heating from a dedicated 2P 20A breaker, make safe in junction and use existing 2P 20A for a dedicated circuit for new heat pump. *MP-2023-01059: Issued (Cooling) | KOVAC ELECTRICAL GROUP LTD.
GP-2023-03872 | 2023-12-05 | 2130 W 12TH AVENUE #404, Vancouver, BC V6K 2N2 | Gas Permit | Residential | Renovation | Issued | Residential - Decommission and remove old gas Hot water tank and install new hot water tank. | Ashton Service Group/Ashton Mechanical Ltd.
GP-2023-03874 | 2023-12-05 | 2130 W 12TH AVENUE #405, Vancouver, BC V6K 2N2 | Gas Permit | Residential | Renovation | Issued | Residential - Decommission and remove old Hot Water Tank and install new hot water tank | Ashton Service Group/Ashton Mechanical Ltd.
GP-2023-03875 | 2023-12-05 | 2130 W 12TH AVENUE #407, Vancouver, BC V6K 2N2 | Gas Permit | Residential | Renovation | Issued | Residential - Decommission and remove old gas Hot Water Tank and install new gas Hot water Tank. | Ashton Service Group/Ashton Mechanical Ltd.
EP-2022-09408 | 2022-11-07 | 2708 CRANBERRY DRIVE, Vancouver, BC V6K 4T9 | Electrical Permit | Residential | Renovation | Completed | Installation / Repair - Residential - new lighting layout - 10x pots 2x pendant, new appliances in existing locations, potential new 20a kitchen outlets >BP: 2708 Cranberry Drive Interior alterations to renovate the kitchen area on the ground floor of this existing townhouse unit in this existing multiple dwelling building. Okay for DTI processing by Jamie Zhang. | Sound Electrical Ltd
NULL | NULL | 2708 CRANBERRY DRIVE, Vancouver, BC V6K 4T9 | Electrical Permit | Commercial | NULL | Withdrawn | Annual / Operating - minor electrical changes - potential ofnew kitchen counter top plug ccts, approx 12x pot lights, 1x pendant light, 4-6 outles being rearranged | Sound Electrical Ltd
PP-2022-04039 | 2022-11-08 | 2708 CRANBERRY DRIVE, Vancouver, BC V6K 4T9 | Plumbing Permit | Residential | Renovation | Completed | Residential - Installing new kitchen sink and dw >BP: Interior alterations to renovate the kitchen area on the ground floor of this existing townhouse unit in this existing multiple dwelling building. | BOUNDARY BAY MECHANICAL INC
GP-2022-00710 | 2022-03-04 | 1837 W 12TH AVENUE, Vancouver, BC V6J 2E7 | Gas Permit | Residential | New | Completed | Residential - Install one natural gas fireplace | Vancouver Gas Fireplaces Ltd
GP-2023-02572 | 2023-09-05 | 2196 W 13TH AVENUE, Vancouver, BC V6K 2S1 | Gas Permit | Residential | Renovation | Completed | Residential - RE&RE for hot water tank | Milani Plumbing Heating & Air Conditioning Ltd
GP-2023-02571 | 2023-09-05 | 2902 YEW STREET, Vancouver, BC V6K 3H7 | Gas Permit | Residential | Renovation | Completed | Residential - Re&Re for hot water tank | Milani Plumbing Heating & Air Conditioning Ltd
SP-2023-01539 | 2023-08-29 | 1875 W 15TH AVENUE, Vancouver, BC V6J 2K9 | Sprinkler Permit | Commercial | Renovation - Dwelling Unit(s) only | Completed | Commercial - addition of 1 head >BP: Modify laundry room creating a new 2 pc bathroom on 2nd floor. Replace all windows, similar dimensions, framing and color. Replace flooring/tiles Replace kitchen cabinets/appliances Bathrooms-new fixtures and millwork Replace stair railing new mantel on fireplace new BBQ outlet at north deck - gas replace entrance door | Sprinkl-Tech Installations Inc
GP-2023-02718 | 2023-09-29 | 1875 W 15TH AVENUE, Vancouver, BC V6J 2K9 | Gas Permit | Residential | Renovation | Issued | Residential - Addition of a gas line to a BBQ box >BP: Modify laundry room creating a new 2 pc bathroom on 2nd floor. Replace all windows, similar dimensions, framing and color. Replace flooring/tiles Replace kitchen cabinets/appliances Bathrooms-new fixtures and millwork Replace stair railing new mantel on fireplace new BBQ outlet at north deck - gas replace entrance door | Ryan Arthur James
GP-2023-04059 | 2023-12-18 | 1875 W 15TH AVENUE, Vancouver, BC V6J 2K9 | Gas Permit | Residential | Renovation | Issued | Residential - INSTALL GAS FIREPLACE ON AN OUTSIDE WALL AND VENT UP AND OUT THE ROOF ABOUT 10FT, CONNECT TO EXISTING GAS >BP: Modify laundry room creating a new 2 pc bathroom on 2nd floor. Replace all windows, similar dimensions, framing and color. Replace flooring/tiles Replace kitchen cabinets/appliances Bathrooms-new fixtures and millwork Replace stair railing new mantel on fireplace new BBQ outlet at north deck - gas replace entrance door | The LM Fireplace Warehouse Ltd.
EP-2023-05290 | 2023-06-23 | 1875 W 15TH AVENUE, Vancouver, BC V6J 2K9 | Electrical Permit | Residential | Renovation | Issued | Installation / Repair - Residential - Moving main Electrical panel and updating devices/fixtures throughout. >BP: Modify laundry room creating a new 2 pc bathroom on 2nd floor. Replace all windows, similar dimensions, framing and color. Replace flooring/tiles Replace kitchen cabinets/appliances Bathrooms-new fixtures and millwork Replace stair railing new mantel on fireplace new BBQ outlet at north deck - gas replace entrance door | Paul A Schipizky
PP-2023-02071 | 2023-06-13 | 1875 W 15TH AVENUE, Vancouver, BC V6J 2K9 | Plumbing Permit | Commercial | Renovation - Dwelling Unit(s) only | Issued | Commercial - Renovation of entire suite. Most fixtures being replaced in the same location, with exception being the powder room being added. >BP: Modify laundry room creating a new 2 pc bathroom on 2nd floor. Replace all windows, similar dimensions, framing and color. Replace flooring/tiles Replace kitchen cabinets/appliances Bathrooms-new fixtures and millwork Replace stair railing new mantel on fireplace new BBQ outlet at north deck - gas replace entrance door | Ryan Arthur James
PP-2022-01045 | 2022-03-29 | 4081 SPRINGTREE DRIVE, Vancouver, BC V6L 3E2 | Plumbing Permit | Commercial | Renovation - Dwelling Unit(s) only | Completed | Commercial - Change the location of kitchen sink Change location of Hot Water Tank Change the layout of the basement bathroom Change the layout of the master bathroom Add a full bathroom on the upper floor #305 - Interior alterations only to provide improvements to this existing townhouse residential dwelling unit #305 at this existing Multiple Dwelling building site. Scope of work includes changing the layout of the kitchen, adding a den and laundry room to the lower floor and changing the layout of the upper floor to add a washroom. | ADAIRE MECHANICAL
EP-2022-01450 | 2022-03-01 | 4081 SPRINGTREE DRIVE, Vancouver, BC V6L 3E2 | Electrical Permit | Commercial | Renovation - Dwelling Unit(s) only | Completed | Installation / Repair - Commercial - Renovation of bathroom, kitchen, install new led lights >BP: #305 - Interior alterations only to provide improvements to this existing townhouse residential dwelling unit #305 at this existing Multiple Dwelling building site. Scope of work includes changing the layout of the kitchen, adding a den and laundry room to the lower floor and changing the layout of the upper floor to add a washroom. OK for field review as per Howie Chow, December 22, 2021. Notes: - DBI to determine if Schedule B, Structural, is required. - This building is not sprinklered. - Energy Upgrade: E2 - Appliances - Upgrade to an Energuide/Energy Star appliance (fridge; dishwasher). | Constantin C Ilie
EP-2023-03789 | 2023-05-02 | 3905 PARKWAY DRIVE, Vancouver, BC V6L 3C9 | Electrical Permit | Residential | Renovation | Completed | Installation / Repair - Residential - Basement renovation, new lighting throughout. New switch locations, reroute existing circuits where needed. >BP: Interior alterations to provide improvements to this existing multiple dwelling building on this site. Scope of work includes: Basement: - Re & Re bathroom - Re & Re laundry room - Alter interior non-loadbearing walls - No work to be done on the Main and Upper floor Ok for field review as per Kirat Kang - January 24, 2023 Note: - DBI to determine on site whether Structural drawings and schedule B are required - Energy Upgrade: E2 - Lighting - Install Energy Efficient Lighting Fixtures (Single occupied space area) | Demitri Isidorou
PP-2023-01338 | 2023-04-18 | 3905 PARKWAY DRIVE, Vancouver, BC V6L 3C9 | Plumbing Permit | Residential | Renovation | Completed | Residential - Install new shower drain and shower valve. Install new laundry sink with faucet. >BP: Interior alterations to provide improvements to this existing multiple dwelling building on this site. Scope of work includes: Basement: - Re & Re bathroom - Re & Re laundry room - Alter interior non-loadbearing walls - No work to be done on the Main and Upper floor | Precise Plumbing & Heating Inc
PP-2022-02044 | 2022-06-14 | 3947 PARKWAY DRIVE, Vancouver, BC V6L 3C9 | Plumbing Permit | Residential | Renovation | Completed | Residential - To install 1 toilet, 1 shower and 1 bathroom sink. | Paolo's Plumbing & Heating Ltd
EP-2022-04892 | 2022-06-10 | 3947 PARKWAY DRIVE, Vancouver, BC V6L 3C9 | Electrical Permit | Residential | Renovation - Dwelling Unit(s) only | Completed | Installation / Repair - Residential - Wire new pot lights in kitchen area and check kitchen wiring to be safe. To validate interior alterations to provide tenant improvements in this existing multiple dwelling building on this site. **Amend 06/23/2022** Attached is the Electrical Declaration Form ** Amend 06/24/2022** Electrical Declaration Form has been uploaded | F & S Electrical Ltd
GP-2023-03411 | 2023-11-06 | 2377 W 8TH AVENUE, Vancouver, BC V6K 2A8 | Gas Permit | Residential | Renovation | Issued | Residential - RE&RE hot water tank | Milani Plumbing Heating & Air Conditioning Ltd
GP-2022-04121 | 2022-12-23 | 2775 CYPRESS STREET, Vancouver, BC V6J 5B9 | Gas Permit | Residential | Renovation | Completed | Residential - re & re Boiler | Milani Plumbing Heating & Air Conditioning Ltd
PP-2023-03236 | 2023-09-13 | 2268 W 12TH AVENUE #203, Vancouver, BC V6K 2N5 | Plumbing Permit | Commercial | Renovation - Dwelling Unit(s) only | Issued | Commercial - UNIT #203 - 2ND FLOOR - Add Fridge box waterline in kitchen Replace bathtub Replace bathroom sink Replace bathroom toilet Replace kitchen sink and faucet | Lockhart Plumbing & Heating Ltd
EP-2023-07719 | 2023-12-05 | 2268 W 12TH AVENUE #203, Vancouver, BC V6K 2N5 | Electrical Permit | Commercial | Renovation | Issued | Installation / Repair - Commercial - #203 Kitchen Reno, added new lights, changed location of fridge. -Adding 8 potlights and moving fridge plug, adding under cabinet lighting -CF-2023-010007 >BP: #203 Interior alterations to provide improvements to dwelling unit #203 on the 2nd floor of this multiple dwelling building on this site. | Elephant Electric Company
EP-2023-07709 | 2023-08-24 | 2268 W 12TH AVENUE #203, Vancouver, BC V6K 2N5 | Electrical Permit | Commercial | Renovation - Dwelling Unit(s) only | Issued | Installation / Repair - Commercial - Relocate existing fire alarm buzzer 15' over inside unit 203 at request of community fire prevention inspection. | All Tech Fire Solutions Inc
EP-2022-05581 | 2022-07-04 | 2188 W 15TH AVENUE, Vancouver, BC V6K 2Y5 | Electrical Permit | Residential | Renovation | Completed | Installation / Repair - Residential - Inspected job to ensure work completed is safe and done to current code. (CF-2020-010136) >BP: Interior alterations to the garage to permit the one car parking space to be returned to the approved condition and to add a door to garage for this existing two family dwelling on this site. Ok for field review as per Shelley Dugaro January 27, 2022 Note: - DBI to determine if Schedule B, Structural, is required. | BC Smart Homes Ltd
GP-2022-01739 | 2022-06-08 | 2025 W 14TH AVENUE, Vancouver, BC V6J 2K3 | Gas Permit | Residential | Renovation | Completed | Residential - Install On demand hot water heater | AMF CONTRACTING LTD
PP-2022-01766 | 2022-05-26 | 2264 W 15TH AVENUE, Vancouver, BC V6K 2Y7 | Plumbing Permit | Residential | Renovation | Completed | Residential - To install 1 toilet and 2 bathroom sinks in the same location. | Paolo's Plumbing & Heating Ltd
EP-2023-04409 | 2023-05-31 | 2248 W 15TH AVENUE, Vancouver, BC V6K 2Y7 | Electrical Permit | Residential | Tenant Improvement | Completed | Installation / Repair - Residential - 2nd Floor: Replace 8 pot lights with LED retrofit. Replace 2 track lights with 2 monopoints. Fish in 1 switch in north bedroom. Replace several switches with dimmers. | Houle Electric Limited
GP-2022-00687 | 2022-03-03 | 2127 MCMULLEN AVENUE, Vancouver, BC V6L 3B3 | Gas Permit | Residential | Renovation - Dwelling Unit(s) only | Completed | Residential - Installing furnace | Reid Brothers Plumbing & Heating Ltd
GP-2023-00724 | 2023-03-01 | 2199 MCMULLEN AVENUE, Vancouver, BC V6L 3B3 | Gas Permit | Residential | Tenant Improvement | Completed | Residential - Re and Re the furnace | Moore & Russell Heating Ltd
EP-2022-05221 | 2022-06-21 | 2405 W BROADWAY #205, Vancouver, BC V6K 2E8 | Electrical Permit | Residential | Renovation | Completed | Installation / Repair - Residential - -Replacing 12x 6" Pot lights with Lotus 6" Retro Fit LED selectable. -Replacing 2x 6" Fireplace pot lights with Lotus 6" Gimbal Retrofit. -5x Selectable Lighting Temperatures. -Remove Existing trims, relocate wires into transformer for retorfit pot light and remount in 6 1/4" Hole. -Add 2x LED dimmers in kitchen area. | AJ's Electrical Contractors LTD
EP-2023-05003 | 2023-06-20 | 2630 ARBUTUS STREET #405, Vancouver, BC V6J 5L8 | Electrical Permit | Commercial | Tenant Improvement | Completed | Installation / Repair - Commercial - Wiring heat pump *An approved mechanical permit is required for the installation of air conditioning or heat pump unit at the time of installation before an electrical inspection will be performed | EURO TECH ELECTRIC LTD.
EP-2022-05753 | 2022-07-22 | 1955 W 10TH AVENUE, Vancouver, BC V6J 2B1 | Electrical Permit | Commercial | Renovation - Dwelling Unit(s) only | Completed | Installation / Repair - Commercial - Renovation of upper floor bathroom. Scope of work to include new lighting, smoke alarms, and heat pump. Panelboard to change location. >BP: Interior alterations to reconfigure the Bathroom, and to create a new Bedroom 2, and to provide new lighting, and exterior alterations to install a new heat pump against the existing exterior wall at the upper floor balcony at 1955 W. 10th Avenue at this existing Infill Multiple Dwelling building. Energy Upgrade: E4-Lighting-Upgrade all lighting controls (per 9.4.1.1. of ASHRAE 90.1-2016) Dwg#: 1.2.1 Note: District building inspector to determine if the proposed location of the new heat pump adjacent to the east guardrail and against the existing upper floor balcony exterior wall would be acceptable. Also, if a Schedule B - Architectural and Schedule D would be required as per Andrew Wroblewski, May 19, 2022. Interior alterations to reconfigure the Bathroom, and to create a new Bedroom 2, and to provide new lighting, and exterior alterations to install a new heat pump against the existing exterior wall at the upper floor balcony at 1955 W. 10th Avenue at this existing Infill Multiple Dwelling building. | Wagman Electrical Systems Inc
PP-2022-02528 | 2022-07-20 | 1955 W 10TH AVENUE, Vancouver, BC V6J 2B1 | Plumbing Permit | Commercial | Renovation | Completed | Commercial - Plumbing for: upstairs bathroom >BP: 1955 W 10th Avenue Interior alterations to reconfigure the Bathroom, and to create a new Bedroom 2, and to provide new lighting, and exterior alterations to install a new heat pump against the existing exterior wall at the upper floor balcony at 1955 W. 10th Avenue at this existing Infill Multiple Dwelling building. | Reactive Plumbing & Heating Ltd
SP-2022-01959 | 2022-11-23 | 1955 W 10TH AVENUE, Vancouver, BC V6J 2B1 | Sprinkler Permit | Residential | Tenant Improvement | Completed | Residential - Relocate 2 sprinkler heads >Interior alterations to reconfigure the Bathroom, and to create a new Bedroom 2, and to provide new lighting, and exterior alterations to install a new heat pump against the existing exterior wall at the upper floor balcony at 1955 W. 10th Avenue at this existing Infill Multiple Dwelling building. Energy Upgrade: E4-Lighting-Upgrade all lighting controls (per 9.4.1.1. of ASHRAE 90.1-2016) Dwg#: 1.2.1 Note: District building inspector to determine if the proposed location of the new heat pump adjacent to the east guardrail and against the existing upper floor balcony exterior wall would be acceptable. Also, if a Schedule B - Architectural and Schedule D would be required as per Andrew Wroblewski, May 19, 2022. Proposed heat pump location adjacent to the east guardrail and against the existing upper floor balcony exterior wall has been accepted by planner Karen Kallweit-Graham, May 19, 2022. OK for Field Review processing as per Howie Chow, May 19, 2022. | Alpine Sprinkler Systems Ltd
GP-2023-03868 | 2023-12-05 | 2130 W 12TH AVENUE #206, Vancouver, BC V6K 2N2 | Gas Permit | Residential | Renovation | Issued | Residential - Replacing Hot water tank with new Hot Water Tank | Ashton Service Group/Ashton Mechanical Ltd.
NULL | NULL | 2175 SALAL DRIVE #261, Vancouver, BC V6K 4V2 | Gas Permit | Residential | Renovation | Payment Pending | Residential - Bosch 30" slide-in gas range | Han Appliances & Refrigeration Ltd
EP-2023-04423 | 2023-06-01 | 2217 W 15TH AVENUE, Vancouver, BC V6K 2Y6 | Electrical Permit | Residential | Renovation - Dwelling Unit(s) only | Completed | Installation / Repair - Residential - Replace larger 100Amp 110/220V new electrical panel; rough-in wiring and hookup heat pump. -The service isn't being affected/changed, only replace new electrical panel with the same Amps/Voltage *MP-2023-00692: Issued (Heating and Cooling) | Serving U Electric Ltd
MP-2023-00692 | 2023-04-25 | 2217 W 15TH AVENUE, Vancouver, BC V6K 2Y6 | Mechanical Permit | NULL | NULL | Completed | NULL | Milani Electric Limited
GP-2022-00044 | 2022-01-07 | 2114 W 14TH AVENUE, Vancouver, BC V6K 2V7 | Gas Permit | Residential | Renovation | Completed | Residential - HWT re&re | Ferenc Nagy
GP-2022-02901 | 2022-09-27 | 2046 W 14TH AVENUE, Vancouver, BC V6J 2K4 | Gas Permit | Residential | Renovation | Completed | Residential - HWT re-re | Ferenc Nagy
EP-2023-01945 | 2023-03-15 | 2048 W 14TH AVENUE, Vancouver, BC V6J 2K4 | Electrical Permit | Residential | Renovation | Issued | Installation / Repair - Residential - Add circuit for heat pump *An approved mechanical permit is required for the installation of air conditioning or heat pump unit at the time of installation before an electrical inspection will be performed | Douglas Millington o/a Moose Electric
EP-2023-05666 | 2023-07-10 | 3595 W 26TH AVENUE #208, Vancouver, BC V6S 1N8 | Electrical Permit | Residential | Addition | Completed | Installation / Repair - Residential - Install new built in oven 3660w in kitchen. | Anxin Electrical Inc
EP-2022-09729 | 2022-11-17 | 2161 W 12TH AVENUE #108, Vancouver, BC V6K 4S7 | Electrical Permit | Commercial | Renovation | Completed | Installation / Repair - Commercial - Installing 16 pot-lights, undercabinet lighting, relocate oven electrical fed and kitchen receptacles #108 - 1st floor Interior alterations to provide improvements to update the kitchen and bathroom on the 1st floor (#108) in this existing multiple dwelling building. Scope of work: upgrade bathroom and kitchen, new plumbing fixtures, finishes, electrical and plumbing work. | Ciprian Romeo Barbu
EP-2022-07952 | 2022-11-21 | 2268 REDBUD LANE #303, Vancouver, BC V6K 4S6 | Electrical Permit | Residential | Renovation | Completed | Installation / Repair - Residential - Add 4 x Flat Panel LED Lights in new dropped ceiling. Move existing outlets and switches. Add under counter LED Strip in Kitchen. Strata has confirmed that we do not need a building permit for this work. This will be the 3rd job we have done in these townhouses all very similar that didn't require any building permits. | Castle Electric Inc
EP-2022-03574 | 2022-05-05 | 2268 REDBUD LANE #313, Vancouver, BC V6K 4S6 | Electrical Permit | Residential | Renovation | Completed | Installation / Repair - Residential - Kitchen Renovation -we are deleting a couple switches and moving them to a new location. Deleting the garburator power. Adding in some under cabinet LED strip. The Strata just wanted us to pull an electrical permit. Where we are adding pot lights it is not a fire rated wall (drop ceiling) and it is a concrete ceiling | Castle Electric Inc
MP-2023-01123 | 2023-06-20 | 2265 W 13TH AVENUE, Vancouver, BC V6K 2S4 | Mechanical Permit | NULL | NULL | Issued | NULL | Pro Ace Heating & Air Conditioning Services Ltd
EP-2023-10895 | 2023-12-15 | 2265 W 13TH AVENUE, Vancouver, BC V6K 2S4 | Electrical Permit | Residential | New | Issued | Installation / Repair - Residential - Electrical installation for outdoor Heat Pump condenser unit. *MP-2023-01123: Issued (Heating and Cooling) | Daniel Topping
GP-2023-00992 | 2023-03-22 | 2018 W 14TH AVENUE, Vancouver, BC V6J 2K4 | Gas Permit | Residential | Renovation | Completed | Residential - Supply & Install a Navien combi boiler | MCKIM MECHANICAL
GP-2022-00686 | 2022-03-04 | 1996 W 14TH AVENUE, Vancouver, BC V6J 2K2 | Gas Permit | Residential | Renovation | Completed | Residential - RE N RE - Remove and replace existing furnace with a new furnace | NATIONWIDE HOME PLUMBING SERVICE LTD
EP-2022-00822 | 2022-02-04 | 1985 W 14TH AVENUE, Vancouver, BC V6J 2K1 | Electrical Permit | Residential | Tenant Improvement | Completed | Installation / Repair - Residential - -changing 60A Federal Stablok panel to a new 60A homeline panel | AJ's Electrical Contractors LTD
EP-2022-03838 | 2022-05-11 | 1890 W 6TH AVENUE #315, Vancouver, BC V6J 1R6 | Electrical Permit | Residential | Renovation | Completed | Installation / Repair - Residential - Rough in and wiring for 1500 W electric fireplace, installation of TV wall mount and low voltage sleeve. install new 15 amp dedicated circuit | MJR Electric Ltd
MP-2023-00956 | 2023-05-30 | 2630 ARBUTUS STREET #403, Vancouver, BC V6J 5L8 | Mechanical Permit | NULL | NULL | Completed | NULL | Ferenc Nagy
EP-2024-00860 | NULL | 3210 W BROADWAY, Vancouver, BC V6K 2H4 | Electrical Permit | Commercial | Renovation | Applicant Revisions | Installation / Repair - Commercial - Install branch circuits for two pizza ovens, freezer, walking cooler and emergency signs >DB: Change of Major Occupancy and Use from Dry Cleaning Establishment (Group D) to Retail - Limited Food Service (Group E), and provide exterior and interior alterations for the new tenant, Yummy Slice Pizza, at 3210 W Broadway on the ground floor of this mixed–use building on this site. Scope includes new walk-in cooler, freezer, pizza oven and grease interceptor. Exterior work to add a new louvre at the north elevation for the kitchen exhaust (steam and heat removal only). Note: - OK for DB per S. Sajjad (POD) - Class 2 Cooking Operation (Steam and Heat Removal). A sign shall be posted on the hood, "Cooking causing grease-laden vapours is not allowed Exhaust system is designed for steam and heat removal only". - Restricted Change of Use from Group D to E, no Part 11 upgrade required. *** Reviewed under the VBBL 2019 *** | YORAM ZER DBA YZElectric
EP-2023-03920 | 2023-05-05 | 2929 W 4TH AVENUE #413, Vancouver, BC V6K 4T3 | Electrical Permit | Commercial | Renovation - Dwelling Unit(s) only | Completed | Installation / Repair - Commercial - #413 Install dimmers - just installing new fixtures and dimmers in their original boxes. | JJL Electrical Services Ltd
PP-2023-04388 | 2023-12-19 | 1947 W 4TH AVENUE, Vancouver, BC V6J 1M7 | Plumbing Permit | Commercial | New | Completed | Commercial - backflow RP replacement | Feli Plumbing and Heating
MP-2023-01431 | 2023-08-04 | 2373 W 6TH AVENUE, Vancouver, BC V6K 1W1 | Mechanical Permit | NULL | NULL | Issued | NULL | Moore & Russell Heating Ltd
EP-2023-07133 | 2023-08-16 | 2373 W 6TH AVENUE, Vancouver, BC V6K 1W1 | Electrical Permit | Residential | Tenant Improvement | Issued | Installation / Repair - Residential - Electrical installation for mini split system *MP-2023-01431: Issued (Heating and Cooling) | Moore And Russell Heating And Air Conditioning Ltd
EP-2022-07883 | 2022-09-23 | 2373 W 6TH AVENUE, Vancouver, BC V6K 1W1 | Electrical Permit | Residential | Renovation | Cancelled | Installation / Repair - Residential - Electrical supply for Dsplit - AC UNIT -MP-2022-00127 | Milani Electric Limited
MP-2022-00127 | 2022-08-22 | 2373 W 6TH AVENUE, Vancouver, BC V6K 1W1 | Mechanical Permit | NULL | NULL | Cancelled | NULL | Milani Electric Limited
EP-2023-10603 | 2023-12-05 | 2375 W 6TH AVENUE, Vancouver, BC V6K 1W1 | Electrical Permit | Commercial | Addition | Completed | Installation / Repair - Commercial - -Supply and install 40A Breaker in the Main Panel -Supply and install 8 AWG 3C NMD90, inside wall, to a junction box at the ceiling line -Supply and install 8 AWG 3C Teck from the junction box to a NEMA 14-50R Outlet at the Customer specified EV Charger Location -Install TDR Electric supplied Grizzl-E EV Charger -Test connections and commission installation -Tidy site and dispose of garbage correctly and safely >>>Amend: Dec. 15th -We need to change the specific location from 2371 to 2377 W 6th Ave | TDR Electric Inc
GP-2023-02181 | 2023-07-24 | 2355 W 6TH AVENUE, Vancouver, BC V6K 1W1 | Gas Permit | Residential | Tenant Improvement | Completed | Residential - replace 1 gas fireplace | Campbell Care Plumbing, Heating & Air Ltd.
EP-2023-10875 | 2023-12-05 | 2356 W 6TH AVENUE, Vancouver, BC V6K 1V9 | Electrical Permit | Commercial | Renovation - Dwelling Unit(s) only | Issued | Installation / Repair - Commercial - existing house renovation, put on some pot lights, replace light fixtures, relocation of receptacles. >BP: Interior alterations to provide improvements to the kitchen in dwelling unit (townhouse) 2356 W 6th Ave at this multiple dwelling building on this site. OK for DTI per W. Wong October 18, 2023 | Vanstar Electric Ltd
GP-2023-01341 | 2023-04-25 | 2448 BAYSWATER STREET, Vancouver, BC V6K 4B3 | Gas Permit | Residential | Renovation | Issued | Residential - Remove and replace existing natural gas atmospheric boiler and water heater with a single 199,000 BTU Navien Combination boiler. Two-pipe S636 vent system used. | NATIONWIDE HOME PLUMBING SERVICE LTD
GP-2023-03204 | 2023-10-24 | 2446 BAYSWATER STREET, Vancouver, BC V6K 4B3 | Gas Permit | Residential | Tenant Improvement | Completed | Residential - replacing boiler | Coleman Heating Inc
MP-2022-00212 | 2022-09-13 | 2468 W 8TH AVENUE, Vancouver, BC V6K 2B1 | Mechanical Permit | NULL | NULL | Cancelled | NULL | Moore And Russell Heating And Air Conditioning Ltd
EP-2022-07710 | 2022-09-16 | 2468 W 8TH AVENUE, Vancouver, BC V6K 2B1 | Electrical Permit | Residential | Tenant Improvement | Cancelled | Installation / Repair - Residential - No change to existing service Electrical installation for heat pump BP not required Mechanical permit: MP-2022-00212 (issued) | Moore And Russell Heating And Air Conditioning Ltd
GP-2022-03599 | 2022-11-17 | 2468 W 8TH AVENUE, Vancouver, BC V6K 2B1 | Gas Permit | Residential | Tenant Improvement | Completed | Residential - Replacement of Downdraft Gas Range | MAPLE APPLIANCE LTD
GP-2022-03700 | 2022-12-01 | 2468 W 8TH AVENUE, Vancouver, BC V6K 2B1 | Gas Permit | Residential | New | Completed | Residential - We installed a Furnace | Pro Ace Heating & Air Conditioning Services Ltd
PP-2024-00176 | 2024-01-26 | 1949 W 8TH AVENUE #9, Vancouver, BC V6J 1W2 | Plumbing Permit | Commercial | Renovation - Dwelling Unit(s) only | Issued | Commercial - UNIT #9 - changing bathtub to shower | AMF CONTRACTING LTD
MP-2023-01923 | 2023-10-26 | 2688 VINE STREET #406, Vancouver, BC V6K 4T6 | Mechanical Permit | NULL | NULL | Issued | NULL | Milani Plumbing Heating & Air Conditioning Ltd
EP-2023-09722 | 2023-11-24 | 2688 VINE STREET #406, Vancouver, BC V6K 4T6 | Electrical Permit | Commercial | Addition | Issued | Installation / Repair - Commercial - Electric supply for Dsplit *MP-2023-01923: Issued (Cooling) | Milani Electric Limited
GP-2022-03886 | 2022-12-06 | 3047 W 6TH AVENUE, Vancouver, BC V6K 1X4 | Gas Permit | Residential | Tenant Improvement | Completed | Residential - replace gas fireplace | Campbell Care Plumbing, Heating & Air Ltd.
EP-2023-04941 | 2023-06-12 | 1825 W 8TH AVENUE #304, Vancouver, BC V6J 1V9 | Electrical Permit | Residential | Tenant Improvement | Issued | Installation / Repair - Residential - Upgrade electrical panel, and install new carbon monoxide/smoke detectors in suite. -No increased load to the unit panel, just updating breakers. Breaker panel is on an interior wall. There is no structural work being performed. | Brett Cryderman Electric Ltd
PP-2023-04347 | 2023-12-18 | 2158 W 8TH AVENUE, Vancouver, BC V6K 2A4 | Plumbing Permit | Residential | Renovation | Issued | Residential - Interior renovations >BP: Interior alterations to provide improvements to townhouse unit 2158 W 8th Ave at this multiple dwelling building on this site | McLaren Mechanical
EP-2023-11302 | 2023-12-21 | 2158 W 8TH AVENUE, Vancouver, BC V6K 2A4 | Electrical Permit | Commercial | Renovation - Dwelling Unit(s) only | Issued | Installation / Repair - Commercial - Minor electrical internal renovation including relocate electric hot water tank to the crawl space and Complete wiring to a new washroom. >BP: Interior alterations to provide improvements to townhouse unit 2158 W 8th Ave at this multiple dwelling building on this site. OK for DTI per W. Wong August 9, 2023 | AML Construction Ltd
EP-2023-11291 | 2023-12-21 | 2158 W 8TH AVENUE, Vancouver, BC V6K 2A4 | Electrical Permit | Commercial | Renovation - Dwelling Unit(s) only | Issued | Installation / Repair - Commercial - relocate the low voltage wiring - alarm, data and TV >BP: Interior alterations to provide improvements to townhouse unit 2158 W 8th Ave at this multiple dwelling building on this site. OK for DTI per W. Wong August 9, 2023 | Casbal Services Ltd
EP-2023-11250 | 2024-01-05 | 2138 W 8TH AVENUE, Vancouver, BC V6K 2A4 | Electrical Permit | Commercial | Renovation - Dwelling Unit(s) only | Issued | Installation / Repair - Commercial - Relocate panelboard. add recessed light kitchen, living room Kitchen appliances, -No structural changes, only removing drywall on the ceiling contained insite the unit for adding recessed lightting and reclocation dining room light. | Beyond Electric Ltd
PP-2023-00187 | 2023-01-19 | 2211 W 4TH AVENUE #219, Vancouver, BC V6K 4S2 | Plumbing Permit | Commercial | Addition | Completed | Commercial - Addition of 1 backflow device for an existyiung water filter | Tri-City Plumbing & Heating Ltd
PP-2022-02558 | 2022-07-28 | 2180 TRAFALGAR STREET, Vancouver, BC V6K 4M8 | Plumbing Permit | Residential | Renovation | Completed | Residential - Replace shower on first floor; Replace bathtub on 3rd floor CF-2022-004237 >BP: Interior alterations only to provide renovations for a new bathroom with fixtures and flooring, and to remove an existing interior wall at the attached garage and adding a solid core fire door with self closing hardware and air sealing in the entry area of 2180 Trafalgar Street at this existing Two-Family Dwelling building. Existing bathroom by study not shown in last approved plan. Bathroom to be accepted/approved at discretion of DBI. | Urban Plumbing & Heating Ltd
GP-2022-00260 | 2022-01-27 | 2589 W 6TH AVENUE, Vancouver, BC V6K 1W4 | Gas Permit | Residential | Tenant Improvement | Completed | Residential - install gas cooktop, remove old | Tundra Plumbing Ltd
MP-2023-01039 | 2023-06-07 | 2577 W 8TH AVENUE, Vancouver, BC V6K 2B3 | Mechanical Permit | NULL | NULL | Completed | NULL | 1236318 BC Ltd DBA Aquatech Vancouver
GP-2023-01773 | 2023-06-07 | 2577 W 8TH AVENUE, Vancouver, BC V6K 2B3 | Gas Permit | Residential | Renovation | Completed | Residential - re/re hot water tank with tankless water heater | 1236318 BC Ltd DBA Aquatech Vancouver
EP-2023-10840 | 2023-12-18 | 2577 W 8TH AVENUE, Vancouver, BC V6K 2B3 | Electrical Permit | Residential | Renovation | Completed | Installation / Repair - Residential - Wiring for mini split heat pump outdoor unit. 33.2 MCA MP-2023-01039 | Mountain Point Electrical Inc.
PP-2023-04426 | 2023-12-22 | 2173 W 6TH AVENUE #209, Vancouver, BC V6K 1V5 | Plumbing Permit | Commercial | Renovation - Dwelling Unit(s) only | Issued | Commercial - Replacement of bath tub lavatory kitchen sink and dishwasher **No Building alterations or Building work otherwise a BP will be required | Hillcrest Plumbing & Heating (1991) Ltd
EP-2024-00301 | 2024-01-17 | 2173 W 6TH AVENUE #209, Vancouver, BC V6K 1V5 | Electrical Permit | Residential | Renovation | Issued | Installation / Repair - Residential - Installl receptacke for dishwasher and run circuut Install receptacle for micro wave and run circuit 15 amp each | PNW Electric Limited
GP-2023-03608 | 2023-11-19 | 2558 W 7TH AVENUE, Vancouver, BC V6K 1Y9 | Gas Permit | Residential | Renovation | Completed | Residential - Boiler re and re | Superior Gas Installations & Service Ltd
PP-2022-00912 | 2022-03-18 | 3272 W BROADWAY, Vancouver, BC V6K 2H4 | Plumbing Permit | Commercial | Addition | Completed | Commercial - Just adding 1 sink | Finest Plumbing & Heating Ltd
EP-2022-08090 | 2022-09-26 | 2727 W 8TH AVENUE, Vancouver, BC V6K 2B7 | Electrical Permit | Residential | Renovation - Dwelling Unit(s) only | Completed | Installation / Repair - Residential - Install Baseboard Heaters | PTX Electric Ltd
PP-2022-01457 | 2022-04-29 | 2682 W 8TH AVENUE #1, Vancouver, BC V6K 2B6 | Plumbing Permit | Residential | Renovation | Completed | Residential - Install a DCVA for Lawn irrigation. | University Sprinkler Systems Incorporated
GP-2022-02758 | 2022-09-15 | 2460 W 7TH AVENUE, Vancouver, BC V6K 1Y7 | Gas Permit | Residential | Tenant Improvement | Completed | Residential - RE N RE - supply and install HE furnace | A-1 Drainage Plumbing & Heating Limited
EP-2023-02860 | 2023-04-17 | 2460 W 7TH AVENUE, Vancouver, BC V6K 1Y7 | Electrical Permit | Residential | Tenant Improvement | Completed | Installation / Repair - Residential - Electrical requirements for EV charger and charge controller install | UES Electrical Services Incorporated
GP-2023-00858 | 2023-03-10 | 2460 W 7TH AVENUE, Vancouver, BC V6K 1Y7 | Gas Permit | Residential | Renovation | Completed | Residential - Install one natural gas fireplace insert | Vancouver Gas Fireplaces Ltd
GP-2023-00382 | 2023-02-02 | 3657 W 7TH AVENUE, Vancouver, BC V6R 1W5 | Gas Permit | Residential | Renovation | Completed | Residential - RE N RE - replace gas boiler | BNA Systems Inc and/or Kirkland Metal Shop Ltd
NULL | NULL | 3655 W 7TH AVENUE, Vancouver, BC V6R 1W5 | Mechanical Permit | NULL | NULL | Draft | NULL | Westmount Heating Ltd
MP-2022-00617 | 2022-11-25 | 3655 W 7TH AVENUE, Vancouver, BC V6R 1W5 | Mechanical Permit | NULL | NULL | Completed | NULL | Westmount Heating Ltd
GP-2023-02819 | 2023-09-26 | 2974 W 6TH AVENUE, Vancouver, BC V6K 1X3 | Gas Permit | Residential | Renovation | Issued | Residential - re/re of hot water tank with tankless water heater | 1236318 BC Ltd DBA Aquatech Vancouver
GP-2023-02820 | 2023-09-26 | 2972 W 6TH AVENUE, Vancouver, BC V6K 1X3 | Gas Permit | Residential | Renovation | Issued | Residential - Residential - re/re of hot water tank with tankless water heater | 1236318 BC Ltd DBA Aquatech Vancouver
MP-2023-01680 | 2023-09-14 | 2559 W 5TH AVENUE, Vancouver, BC V6K 1S9 | Mechanical Permit | NULL | NULL | Issued | NULL | Ashton Service Group/Ashton Mechanical Ltd.
EP-2023-04290 | 2023-08-23 | 2559 W 5TH AVENUE, Vancouver, BC V6K 1S9 | Electrical Permit | Residential | Renovation - Dwelling Unit(s) only | Completed | Installation / Repair - Residential - Pull circuit for heat pump *An approved mechanical permit is required for the installation of air conditioning or heat pump unit at the time of installation before an electrical inspection will be performed | Douglas Millington o/a Moose Electric
EP-2022-07789 | 2022-09-16 | 2560 W 5TH AVENUE, Vancouver, BC V6K 1T1 | Electrical Permit | Residential | Renovation | Completed | Installation / Repair - Residential - Dedicated Circuit for AC install | Pacific Star Electric Inc
EP-2022-08370 | 2022-10-05 | 1990 W 6TH AVENUE #104, Vancouver, BC V6J 4V4 | Electrical Permit | Residential | Renovation | Completed | Installation / Repair - Residential - Dryer/washer circuit. 4 inch LED panel light and switch rough in and install. -May have minor drywall cut to run wires. | Line In Electric Ltd
PP-2023-03185 | 2023-09-08 | 1990 W 6TH AVENUE #202, Vancouver, BC V6J 4V4 | Plumbing Permit | Commercial | Renovation - Dwelling Unit(s) only | Completed | Commercial - This application is for installing one new laundry box that will tie into the powder room plumbing. We will install a 3x2 MJ tee on the powder room stack and then run to the next room in System 15 drain piping. There will be an air admittance valve on the laundry branch with a grill in the wall directly where the air admittance valve is located. We will connect to the existing copper water pipes in wirsbo water piping. The building is multi-family and has four stories at most. The homeowners are buying a ductless laundry unit so ducting will not be required. Please Note: Should the Fire Separation be breached a Building Permit may be required. | Marvel Plumbing & Drainage
NULL | NULL | 2668 W 6TH AVENUE, Vancouver, BC V6K 1W7 | Electrical Permit | Residential | Addition | Withdrawn | Installation / Repair - Residential - EV Charger Installation -Install 8/3 loomex from the panel to the DCC12 -Install the DCC 12 above the main electrical panel -Install 8/3 teck cable from the DCC to the EV Charger (2M away) -Install 2P 40A Breaker -Turn on and test | TDR Electric Inc
EP-2022-08428 | 2022-10-06 | 2668 W 6TH AVENUE, Vancouver, BC V6K 1W7 | Electrical Permit | Residential | Addition | Completed | Installation / Repair - Residential - -Install 8/3 loomex from the panel to the DCC12 -Install the DCC 12 above the main electrical panel -Install 8/3 teck cable from the DCC to the EV Charger (2M away) -Install 2P 40A Breaker | TDR Electric Inc
GP-2023-03737 | 2023-11-28 | 2515 W 6TH AVENUE, Vancouver, BC V6K 1W4 | Gas Permit | Residential | New | Cancelled | Residential - 1 Fireplace Venting, installation & hook up | Galaxy Fireplaces Ltd
GP-2023-00442 | 2023-02-07 | 2519 W 6TH AVENUE, Vancouver, BC V6K 1W4 | Gas Permit | Residential | Renovation | Completed | Residential - to replace 1 boiler in the same location Amend: Mar 13, 2023 add replacement of 1 fireplace in the same location | Paolo's Plumbing & Heating Ltd
NULL | NULL | 2519 W 6TH AVENUE, Vancouver, BC V6K 1W4 | Gas Permit | Residential | Renovation | Withdrawn | Residential - To replace 1 fireplace in the same location. | Paolo's Plumbing & Heating Ltd
EP-2022-07825 | 2022-09-16 | 1877 W 5TH AVENUE #212, Vancouver, BC V6J 1P5 | Electrical Permit | Residential | Renovation | Completed | Installation / Repair - Residential - New electrical panel, new power in kitchen, lighting upgrade throughout suite >BP: Interior alterations to renovate this dwelling unit #212 on the 2nd floor of this existing multiple dwelling building. E2 - HVAC - Install timers (up to 60 minute), or humidistat for washroom fan(s) | Andrew Azar
PP-2022-03079 | 2022-09-02 | 1877 W 5TH AVENUE #212, Vancouver, BC V6J 1P5 | Plumbing Permit | Residential | Addition | Completed | Residential - Install new laundry box ** Amend 09/29/2022** add tub required -drainage to comply with VBBL requirements >BP: Interior alterations to renovate this dwelling unit #212 on the 2nd floor of this existing multiple dwelling building. E2 - HVAC - Install timers (up to 60 minute), or humidistat for washroom fan(s) OK to process as DTI as per J. Zhang July 27, 2022 | Kits Plumbing and Heating Ltd
EP-2023-05565 | 2023-06-30 | 3150 W 6TH AVENUE, Vancouver, BC V6K 1X6 | Electrical Permit | Residential | Renovation | Completed | Installation / Repair - Residential - Take out old recessed light and install new LED lights Add smoke detectors, change out old panel Re-arrange kitchen outlets for new locations Re run counter plugs, adding microwave circuit, 1 spare circuit | Core Electric Services Ltd
GP-2023-01027 | 2023-03-24 | 3054 W 8TH AVENUE, Vancouver, BC V6K 2C1 | Gas Permit | Residential | Renovation | Completed | Residential - RE AND RE Fireplace INSERT TO EX32I | BC Fireplace Service Inc
PP-2023-00848 | 2023-03-20 | 2255 W 5TH AVENUE #205, Vancouver, BC V6K 4K1 | Plumbing Permit | Commercial | Renovation | Completed | Commercial - Removed shower. Installed shower Note: Any Structural work may require a building permit | Evergreen Plumbing & Heating Ltd
EP-2023-01649 | 2023-02-28 | 2255 W 5TH AVENUE #205, Vancouver, BC V6K 4K1 | Electrical Permit | Residential | Renovation | Completed | Installation / Repair - Residential - Lights change out - only changing of the fixtures | Roop Electric Co Ltd
EP-2022-08433 | 2022-10-13 | 2121 W 6TH AVENUE #312, Vancouver, BC V6K 1V5 | Electrical Permit | Residential | Addition | Completed | Installation / Repair - Residential - Install 8 pot lights LED, two counter outlets | Emilio Urzua
EP-2023-07852 | 2023-08-30 | 2426 W 7TH AVENUE, Vancouver, BC V6K 1Y7 | Electrical Permit | Residential | Renovation - Dwelling Unit(s) only | Issued | Installation / Repair - Residential - Installation of new branch circuits for lighting and electrical pertaining to building permit BP-2023-01187. >BP: Interior alterations to provide improvements to the upper floor only of the single detached house (2426 W 7th Av - front building) on this existing single detached house and infill on site. Scope of work : bathroom updates, new doors, new laundry room, electrical and plumbing. Structural Schedule B provided by Tim Lam Separate Mechanical permit will be required for heat pump. OK for field review as per C. Yue April 4, 2023 | Luongo Electric Inc
PP-2023-02822 | 2023-08-09 | 2426 W 7TH AVENUE, Vancouver, BC V6K 1Y7 | Plumbing Permit | Residential | Renovation | Issued | Residential - Alter water and drainage for master bathroom toilet shower and sink >BP: nterior alterations to provide improvements to the upper floor only of the single detached house (2426 W 7th Av - front building) on this existing single detached house and infill on site. Scope of work : bathroom updates, new doors, new laundry room, electrical and plumbing. | MCKIM MECHANICAL
NULL | NULL | 2616 W BROADWAY, Vancouver, BC V6K 2G3 | Electrical Permit | Commercial | Tenant Improvement | Withdrawn | Installation / Repair - Commercial - taking out old lights and replacing with LED lights | DLP Electrical Ltd
EP-2023-08566 | 2023-09-29 | 3539 W 8TH AVENUE, Vancouver, BC V6R 1Y8 | Electrical Permit | Residential | Renovation | Completed | Installation / Repair - Residential - Electrical supply for Dsplit Baseboards heaters will be disconnected MP-2023-01716 >Permit Amendment Oct 10, 2023 -site plan amended as per mechanical permit requirement. unit to be installed on ground. Picture attached. *Document(s) uploaded to "Application Documents" tab for Electrical Inspector review. Documents are at pending status at time of permit amendment approval | Milani Electric Limited
MP-2023-01716 | 2023-09-20 | 3539 W 8TH AVENUE, Vancouver, BC V6R 1Y8 | Mechanical Permit | NULL | NULL | Completed | NULL | Milani Plumbing Heating & Air Conditioning Ltd
PP-2023-03330 | 2023-09-19 | 3643 W 8TH AVENUE, Vancouver, BC V6R 1Y9 | Plumbing Permit | Residential | Renovation | Completed | Residential - Re-routing lav drainage from where new dropped floor will be, moving to next floor joist over from current location >BP: 3643 W 8th Av Interior alterations to convert the attic space at 3643 West 8th Avenue into new habitable space at this existing duplex building on this site. | Pioneer Plumbing & Heating Inc
EP-2023-08459 | 2023-09-20 | 3643 W 8TH AVENUE, Vancouver, BC V6R 1Y9 | Electrical Permit | Residential | Renovation | Completed | Installation / Repair - Residential - residential -they are reframing a landing. we are removing the wires then refeeding them through the new landing. >BP: 3643 W 8th Av Interior alterations to convert the attic space at 3643 West 8th Avenue into new habitable space at this existing duplex building on this site. Structural Schedule B submitted by Vladimir Golijanin, P. Eng., 778.788.3055 Note: - This is a sprinklered building. DBI to determine on site if separate sprinkler permit is required. ***** REVISION #1: - skylight added at top landing to provide adequate headroom clearance - top landing dropped by 1 riser to increase headroom clearance | PROVEN ENERGY ELECTRIC LTD
SP-2023-01698 | 2023-09-15 | 3643 W 8TH AVENUE, Vancouver, BC V6R 1Y9 | Sprinkler Permit | Residential | Renovation | Completed | Residential - adjusting 2 sprinklers >BP: 3643 W 8th Av Interior alterations to convert the attic space at 3643 West 8th Avenue into new habitable space at this existing duplex building on this site. | Titan Fire Protection Ltd
PP-2023-02846 | 2023-08-11 | 3643 W 8TH AVENUE, Vancouver, BC V6R 1Y9 | Plumbing Permit | Residential | Renovation | Completed | Residential - The top floor (loft) had a bathroom roughed in and finished without a permit previously. >BP: 3643 W 8th Av Interior alterations to convert the attic space at 3643 West 8th Avenue into new habitable space at this existing duplex building on this site. | High Pressure Mechanical
GP-2022-02456 | 2022-08-19 | 3643 W 8TH AVENUE, Vancouver, BC V6R 1Y9 | Gas Permit | Residential | Renovation - Dwelling Unit(s) only | Completed | Residential - Replace stove | KERN BSG MANAGEMENT LTD
NULL | NULL | 3643 W 8TH AVENUE, Vancouver, BC V6R 1Y9 | Plumbing Permit | Residential | Renovation - Dwelling Unit(s) only | Withdrawn | Residential - Relocating Washer | NULL
PP-2022-02783 | 2022-08-17 | 3643 W 8TH AVENUE, Vancouver, BC V6R 1Y9 | Plumbing Permit | Residential | Renovation - Dwelling Unit(s) only | Completed | Residential - Relocating Washer -Install a new washer/dryer in a new location. This is a house: drill couple holes to connect plumbing. All plumbing is exposed in the crawl space. No drilling through structural supports. **No Building alterations or Building work otherwise a BP will be required | Pacific One Contracting Inc
NULL | NULL | 3643 W 8TH AVENUE, Vancouver, BC V6R 1Y9 | Gas Permit | Residential | Renovation | Draft | Residential - Replacing Gas stove | NULL
NULL | NULL | 3643 W 8TH AVENUE, Vancouver, BC V6R 1Y9 | Plumbing Permit | Residential | Renovation - Dwelling Unit(s) only | Draft | Residential - Move washer | NULL
NULL | NULL | 3643 W 8TH AVENUE, Vancouver, BC V6R 1Y9 | Plumbing Permit | Residential | Renovation - Dwelling Unit(s) only | Draft | Residential - Relocate Washer/Dryer | NULL
EP-2022-06741 | 2022-08-12 | 3643 W 8TH AVENUE, Vancouver, BC V6R 1Y9 | Electrical Permit | Residential | Renovation - Dwelling Unit(s) only | Completed | Installation / Repair - Residential - Moving washer and dryer receptacles -1 Sheet of drywall will be cut but my understanding is this is where the washer and dryer used to be and are now being reinstalled there. Should be no drilling or structural work done. | PROVEN ENERGY ELECTRIC LTD
SP-2023-01362 | 2023-07-26 | 3643 W 8TH AVENUE, Vancouver, BC V6R 1Y9 | Sprinkler Permit | Residential | Addition | Completed | Residential - adding 2 sprinklers >BP: 3643 W 8th Av Interior alterations to convert the attic space at 3643 West 8th Avenue into new habitable space at this existing duplex building on this site. | Titan Fire Protection Ltd
EP-2023-06824 | 2023-08-09 | 3643 W 8TH AVENUE, Vancouver, BC V6R 1Y9 | Electrical Permit | Residential | Renovation | Completed | Installation / Repair - Residential - Verify installation of electrical work done in atic >BP: Interior alterations to convert the attic space at 3643 West 8th Avenue into new habitable space at this existing duplex building on this site. Structural Schedule B submitted by Vladimir Golijanin, P. Eng., 778.788.3055 Note: - This is a sprinklered building. DBI to determine on site if separate sprinkler permit is required. | PROVEN ENERGY ELECTRIC LTD
EP-2023-03814 | 2023-05-02 | 3643 W 8TH AVENUE, Vancouver, BC V6R 1Y9 | Electrical Permit | Residential | Renovation - Dwelling Unit(s) only | Completed | Installation / Repair - Residential - Install cameras to outside of house, and receptacle for cameras on garage. | PROVEN ENERGY ELECTRIC LTD
PP-2023-03255 | 2023-09-13 | 2545 W BROADWAY #215, Vancouver, BC V6K 2E9 | Plumbing Permit | Commercial | Renovation - Dwelling Unit(s) only | Completed | Commercial - UNIT #215 - Removing the old poly-b water lines and installing new PEX water lines. | Your Guy Plumbing & Drainage
EP-2023-01507 | 2023-02-22 | 1877 W 5TH AVENUE #103, Vancouver, BC V6J 1P5 | Electrical Permit | Commercial | Renovation | Completed | Installation / Repair - Commercial - replace panel/add dryer outlet/pigtailing aluminum wiring in outlets and switches/installing dimmers/add a light in a bedroom -the panel is being replaced in the same location | Accel Systems Inc
GP-2023-03407 | 2023-11-06 | 3243 W 6TH AVENUE, Vancouver, BC V6K 1X7 | Gas Permit | Residential | Renovation | Completed | Residential - RE&RE hot water tank | Milani Plumbing Heating & Air Conditioning Ltd
EP-2022-01056 | 2022-02-10 | 1870 W 6TH AVENUE #104, Vancouver, BC V6J 1R6 | Electrical Permit | Commercial | Renovation - Dwelling Unit(s) only | Completed | Installation / Repair - Commercial - Kitchen renovation -Relocate some receptacles, under cabinet lighting, add circuit for cooktop. No structural work. Service will not be affected. | Bright West Electric Ltd
PP-2022-00459 | 2022-02-10 | 1870 W 6TH AVENUE #104, Vancouver, BC V6J 1R6 | Plumbing Permit | Residential | Renovation - Dwelling Unit(s) only | Completed | Residential - Moving kitchen sink | CW Waterhaus Ltd
GP-2023-01166 | 2023-04-06 | 3001 W 7TH AVENUE, Vancouver, BC V6K 1Z7 | Gas Permit | Residential | New | Completed | Residential - Installation of a combi-boiler | Kirkstone Heating Ltd
EP-2023-02211 | 2023-03-15 | 2190 W 7TH AVENUE #106, Vancouver, BC V6K 4K7 | Electrical Permit | Residential | Renovation - Dwelling Unit(s) only | Completed | Installation / Repair - Residential - Rewire Kitchen and Bathroom circuits, and install new lighting. Replace electrical panel. >BP: Interior alterations to provide improvements to this existing dwelling unit, #106 on the 1st floor of this existing 3 storey Multiple Dwelling building containing 57 dwelling units on this site. Scope of work includes: alterations to remove wall in kitchen to create an open concept and install two parallam beams and one steal beam. OK for Field Review as per Rosa Astorino. Notes: ~ Energy Upgrade: L2 - Lighting - Install energy efficient lighting fixtures (single occupied space area) ~ Building Not Sprinklered – No sprinkler permit required. ~ Schedule A and Schedule B Architectural submitted by David S. Mah, Architect, AIBC of David S. Mah Architects, Tel: 604 437-1855. ~ Schedule B Structural submitted by Billy Xu, P. Eng. of Neale Engineering Ltd, Tel: 604 534-2118. | Serving U Electric Ltd
MP-2022-00256 | 2022-09-22 | 2628 YEW STREET #411, Vancouver, BC V6K 4T4 | Mechanical Permit | NULL | NULL | Issued | NULL | Watt HVAC Ltd
EP-2022-03148 | NULL | 2628 YEW STREET #411, Vancouver, BC V6K 4T4 | Electrical Permit | Residential | Tenant Improvement | Applicant Revisions | Installation / Repair - Residential - Connect condenser unit to the power box -heat pump will be installed on the condo's balcony | Watt HVAC Ltd
PP-2023-02630 | 2023-08-17 | 2195 W 5TH AVENUE #206, Vancouver, BC V6K 1S1 | Plumbing Permit | Commercial | Renovation - Dwelling Unit(s) only | Issued | Commercial - Replacement of exisiting copper water piping throughout unit. Replacement of shower valve and relocation of shower head to accommodate rain shower. Replacement of electric hotwater tank. **No Building alterations or Building work otherwise a BP will be required | Optima Plumbing and Heating Ltd
EP-2023-06270 | 2023-08-15 | 2195 W 5TH AVENUE #206, Vancouver, BC V6K 1S1 | Electrical Permit | Residential | Renovation | Issued | Installation / Repair - Residential - Full interior condo renovation -No structural work being performed. Some ceiling and walls to be cut | Andrew Azar
PP-2023-02986 | 2023-08-23 | 2579 W BROADWAY, Vancouver, BC V6K 2E9 | Plumbing Permit | Commercial | New | Completed | Commercial - install one RPBA backflow device to serve the chemical dispenser Aug 28/2023-AMEND -installation of 3 backflow devices | Milani Plumbing Heating & Air Conditioning Ltd
NULL | NULL | 2571 W BROADWAY, Vancouver, BC V6K 2E9 | Plumbing Permit | Commercial | New | Withdrawn | Commercial - Installing a new LF009QT RPBA | Reid Brothers Plumbing & Heating Ltd
PP-2023-02941 | 2023-08-21 | 2571 W BROADWAY, Vancouver, BC V6K 2E9 | Plumbing Permit | Commercial | Addition | Issued | Commercial - Install RPBA -as per COV request | Reid Brothers Plumbing & Heating Ltd
NULL | NULL | 2571 W BROADWAY, Vancouver, BC V6K 2E9 | Plumbing Permit | Commercial | New | Draft | Commercial - Install RPBA | Reid Brothers Plumbing & Heating Ltd
NULL | NULL | 2571 W BROADWAY, Vancouver, BC V6K 2E9 | Plumbing Permit | Commercial | New | Draft | Commercial - Install RPBA | Reid Brothers Plumbing & Heating Ltd
PP-2023-02867 | 2023-08-14 | 2539 W BROADWAY, Vancouver, BC V6K 2E9 | Plumbing Permit | Commercial | Tenant Improvement | Completed | Commercial - Add 2 RPBA, Add 3 DCVA, add 2 DuC Add 2 RPBA 1. Back kitchen..... to supply of Potwasher and Rinse Hose (under Rinse Sink) 2. Servers Area.... supply to Ice Machine (behind Ice Machine) Add 3 DCVA 1. Kitchen..... water supply to Proofer Oven (behind Oven on wall) 2. Kitchen......water supply to Doyon Steam oven (behind Oven on wall) 3. Servers area....water supply to Espresso Machine ( on shelf below and right of espresso machine) Add 2 DuC 1. Servers area.... water supply to Glass Rinser (on shelf below Glass Rinser) 2. Servers area....water supply to Hot Water Dispenser ( on shelf below Glass Rinser) | Vancouver Plumbing Doctor Ltd
GP-2022-01861 | 2022-06-20 | 2025 W 5TH AVENUE, Vancouver, BC V6J 1P8 | Gas Permit | Residential | Addition | Completed | Residential - re and re gas range | Christopher Sterling
GP-2023-03434 | 2023-11-07 | 3430 W 7TH AVENUE, Vancouver, BC V6R 1W1 | Gas Permit | Residential | Tenant Improvement | Completed | Residential - replace gas fireplace | Campbell Care Plumbing, Heating & Air Ltd.
EP-2023-09312 | 2023-10-27 | 2555 W 4TH AVENUE #302, Vancouver, BC V6K 1P5 | Electrical Permit | Commercial | Renovation - Dwelling Unit(s) only | Completed | Installation / Repair - Commercial - Replaced bathroom fan and install recessed fixtures in the bathroom -No structure work perform on this job no fire seperation | Allone Electric Ltd
EP-2023-04523 | 2023-05-31 | 1933 W 5TH AVENUE #106, Vancouver, BC V6J 1P6 | Electrical Permit | Commercial | Addition | Completed | Installation / Repair - Commercial - Personal use EV charging plug to parking stall controlled by DCC930A | K T L Electrical Ltd
GP-2022-03591 | 2022-11-16 | 3658 W 8TH AVENUE, Vancouver, BC V6R 1Z1 | Gas Permit | Residential | Renovation | Completed | Residential - fireplace re& re | Flame Co Heating Services Ltd
MP-2023-00691 | 2023-04-25 | 2314 TRUTCH STREET, Vancouver, BC V6K 4M6 | Mechanical Permit | NULL | NULL | Completed | NULL | Milani Electric Limited
EP-2023-03583 | 2023-04-28 | 2314 TRUTCH STREET, Vancouver, BC V6K 4M6 | Electrical Permit | Residential | Renovation | Completed | Installation / Repair - Residential - Electrical supply for Dsplit *MP-2023-00691 | Milani Electric Limited
EP-2022-01396 | 2022-03-04 | 2121 W 6TH AVENUE #107, Vancouver, BC V6K 1V5 | Electrical Permit | Residential | Renovation | Completed | Installation / Repair - Residential - Panel change / remove sub panel / Label panel when complete / clean up and test electrical | Vancity Electric Inc
GP-2022-01005 | 2022-03-31 | 3618 W 7TH AVENUE, Vancouver, BC V6R 1W4 | Gas Permit | Residential | Renovation | Completed | Residential - Decommission and remove gas furnace, replace with electric heat pump | Ashton Service Group/Ashton Mechanical Ltd.
GP-2023-02557 | 2023-09-01 | 3618 W 7TH AVENUE, Vancouver, BC V6R 1W4 | Gas Permit | Residential | Renovation | Completed | Residential - Re &Re hot water tank | Milani Plumbing Heating & Air Conditioning Ltd
GP-2022-02697 | 2022-09-08 | 3608 W 7TH AVENUE, Vancouver, BC V6R 1W4 | Gas Permit | Residential | Renovation | Completed | Residential - Decommissioning of existing gas furnace Remove existing furnace, clean room and disposal/recycle Outdoor Heat Pump unit installed on the back of the house | Ashton Service Group/Ashton Mechanical Ltd.
EP-2022-04565 | 2022-06-01 | 3481 W 8TH AVENUE, Vancouver, BC V6R 1Y6 | Electrical Permit | Residential | Tenant Improvement | Completed | Installation / Repair - Residential - Electrical install of heat pump. BP not required. NO change to existing service. | Moore And Russell Heating And Air Conditioning Ltd
EP-2023-00017 | 2023-01-24 | 2204 CYPRESS STREET, Vancouver, BC V6J 3M5 | Electrical Permit | Residential | Renovation | Completed | Installation / Repair - Residential - Add power & fire alarm connection to sprinkler heat trace controller. Install a new Raychem 465 Heat Trace Controller and to tie in the Raychem XL Trace Edge to the controller and test it. The existing heat trace was tied into a breaker in the electrical panel and we are now installing a new Raychem Controller to control the heat trace." | POWERPOINT ELECTRICAL CONTRACTORS LTD
PP-2023-04356 | 2023-12-18 | 2204 CYPRESS STREET, Vancouver, BC V6J 3M5 | Plumbing Permit | Residential | Renovation | Completed | Residential - Tub and shower valve replacement **No Building alterations or Building work otherwise a BP will be required | Shore Plumbing & Heating Inc
EP-2022-01688 | 2022-03-02 | 3170 W 4TH AVENUE #1, Vancouver, BC V6K 1R7 | Electrical Permit | Residential | Renovation | Completed | Installation / Repair - Residential - Lighting upgrade - add LED 4ich panel lights in all areas of a townhouse. | Bryan Fajkovic
PP-2022-04541 | NULL | 3170 W 4TH AVENUE #1, Vancouver, BC V6K 1R7 | Plumbing Permit | Residential | Renovation | Application Incomplete | Residential - plumbing re connects | Clearly Plumbing and Drainage Ltd
MP-2022-00557 | 2022-11-10 | 2036 W 4TH AVENUE, Vancouver, BC V6J 1M9 | Mechanical Permit | NULL | NULL | Completed | NULL | Central Commercial & Residential Services
EP-2022-08021 | 2022-09-23 | 2036 W 4TH AVENUE, Vancouver, BC V6J 1M9 | Electrical Permit | Commercial | New | Completed | Installation / Repair - Commercial - Provide 2x dedicated 30A circuits for AC units and provide 2x 15A circuits for fan. | KOVAC ELECTRICAL GROUP LTD.
EP-2022-02683 | 2022-04-05 | 2935 W 4TH AVENUE, Vancouver, BC V6K 1R3 | Electrical Permit | Commercial | Renovation | Completed | Installation / Repair - Commercial - We need install power wire and plugs. 1,40A 240V power for the top oven. 2,120V 15A power sockets. 3,LED light and switches -just replace the original lamps to LED light >BP: To permit interior alterations and to Change the Use from Beauty and Wellness (D) to General Office (D) in this unit in this existing commercial building. Scope to Include: Removal of some interior walls and construct new walls and add glass partition walls. Update the bathroom to accessible. | We Do Electrical Ltd
EP-2022-06308 | 2022-07-27 | 3242 W 6TH AVENUE, Vancouver, BC V6K 1X8 | Electrical Permit | Residential | Renovation | Completed | Installation / Repair - Residential - Dedicated Circuit for AC Install Hvac company applying for mechanical permit | Pacific Star Electric Inc
GP-2023-03596 | 2023-11-17 | 3228 W 6TH AVENUE, Vancouver, BC V6K 1X8 | Gas Permit | Residential | Tenant Improvement | Issued | Residential - Installing furnace and hot water tank. | 0704121 BC Ltd
EP-2023-02053 | 2023-03-15 | 2255 W 8TH AVENUE #311, Vancouver, BC V6K 2A6 | Electrical Permit | Commercial | Renovation - Dwelling Unit(s) only | Completed | Installation / Repair - Commercial - -Kitchen renovation -100 Amp panel upgrade. -New wiring for kitchen. --The electrical panel will be swapped for a new one. The cable that is feeding it will need to be bonded and reconnected.-electrical service is remaining the same, just a panel swap. -no structural work is being performed. -full kitchen rewire, theres currently some aluminum wiring that needs replacing. -yes the strata is aware of the renovation. | Arcwest Electric Ltd
EP-2022-02802 | 2022-05-09 | 1858 W 5TH AVENUE #303, Vancouver, BC V6J 1P3 | Electrical Permit | Residential | Renovation | Completed | Installation / Repair - Residential - CHANGE EXISTING FIXTURE WITH 12 NEW LED POT LIGHTS MOVE 6 OUTLETS TO NEW LOCATION CHANGE EXISTING BATH FAN WITH NEW BATHROOM FAN >BP: Interior alterations to this existing dwelling unit on the 3rd floor (#303) in this existing Municipally Designated Vancouver Heritage "B" multiple dwelling building on this site. Scope of work: replace kitchen cabinets, applicances, ensuite and bathroom finishes and fixtures, new lighting, electrical and plumbing work. OK for Field Review by Kim Vogt. E2 - Appliances - Upgrade to an Energuide/Energy Star appliance (fridge, dishwasher) Energy checklist is currently no longer required with your Building Permit (BP) application. Some supporting documents are still required at BP stage, specifically Envelope and HVAC, if applicable. Service Water Heating and Lighting supporting documents, if applicable, must be submitted with your related trades permits (e.g. electrical and plumbing). All energy upgrades will be checked during inspections stage. It is the applicant’s responsibility to identify and note all required upgrades including energy upgrades on their BP drawings at BP stage. | Indy Electrical Ltd
PP-2022-01206 | 2022-04-08 | 1858 W 5TH AVENUE #303, Vancouver, BC V6J 1P3 | Plumbing Permit | Residential | Renovation | Completed | Residential - Washroom and kitchen updating . replacement of plumbing fixtures *** Building Permit is required when there is building alterations work, tbd at time of inspection*** | AB-Tech Plumbing & Heating Ltd.
GP-2023-02818 | 2023-09-26 | 2976 W 6TH AVENUE, Vancouver, BC V6K 1X3 | Gas Permit | Residential | Renovation | Issued | Residential - re/re of hot water tank with tankless water heater | 1236318 BC Ltd DBA Aquatech Vancouver
GP-2022-02483 | 2022-08-22 | 2733 W 6TH AVENUE, Vancouver, BC V6K 1W9 | Gas Permit | Residential | Addition | Completed | Residential - TO INSTALL 1 COMBI BOILER | BC Care Heating Services Ltd
EP-2023-03125 | 2023-04-25 | 2830 W 7TH AVENUE, Vancouver, BC V6K 1Z6 | Electrical Permit | Residential | Renovation - Dwelling Unit(s) only | Completed | Installation / Repair - Residential - installing a car charger and a load share. | Wicks Electric Inc
EP-2023-10821 | 2023-12-12 | 3552 W 8TH AVENUE, Vancouver, BC V6R 1Y7 | Electrical Permit | Residential | New | Completed | Installation / Repair - Residential - >Permit Amendment Jan 10, 2024 Work Description + Installation Details: Amended ¦ -"Change of scope on permit to be " 5.0 kW PV Array with 10 Solar PV Modules and 5 APsystem DS3-L micro inverters with a 100 A Panel Swap of the existing 100 A panel & digging in new ground plate for the service." Amperage corrected and now inline with new SLD supplied" Document Review: Rejected ¦ -Please book an electrical inspection online and upload documents for the District Electrical Inspector to review >BP: Exterior alterations only to provide for the installation of ten (10) flush mounted solar panels on the south portion of the existing gable roof which is over 3552 W 8th Avenue at this existing Duplex Building. OK for exterior alterations to provide for the installation of ten (10) flush mounted solar panels as supported by Development Planner Brett Hudson, November 21, 2023. OK for Direct To Inspections (DTI) as per Howie Chow, November 21, 2023. Structural Drawings and Schedule B - Structural provided by Govinder S Dhesi, P.Eng. 604-580-3275 >>>>Amend: Feb. 5th -cost of installation amended to: $11,853.40 | Shift Energy Group Inc
PP-2022-02203 | 2022-07-13 | 2376 MAPLE STREET, Vancouver, BC V6J 3T6 | Plumbing Permit | Residential | Renovation | Completed | Residential - Shower base installation (CF-2022-000510) >Interior alteration to provide improvements to unit 2376 of this existing multiple dwelling building on this site. Scope of work includes: Repair and preventative maintenance to concrete foundation/curb wall on west elevation due to water ingress, remove and relocate wall in third floor ensuite, construct bulkheads, relocate electrical/plumbing in kitchen and bathrooms, millwork, ceiling and finishes throughout Note: Spray foam to be removed for proper ULC fire-stopping where applicable No energy upgrade required OK for field review as per Nehzat J. 24 March 2022. | Lew Plumbing And Heating Ltd
EP-2022-04051 | 2022-06-06 | 2376 MAPLE STREET, Vancouver, BC V6J 3T6 | Electrical Permit | Residential | Renovation | Completed | Installation / Repair - Residential - Small Kitchen wiring upgrade, new 20 counter plug circuits, New range cable to copper, 5 new led pot lights, new dish washer circuit, new switches and plugs, new washroom fan third floor washroom, relocate washroom GFCI and light >CF-2022-000510 >BP: Interior alteration to provide improvements to unit 2376 of this existing multiple dwelling building on this site. Scope of work includes: Repair and preventative maintenance to concrete foundation/curb wall on west elevation due to water ingress, remove and relocate wall in third floor ensuite, construct bulkheads, relocate electrical/plumbing in kitchen and bathrooms, millwork, ceiling and finishes throughout Note: Spray foam to be removed for proper ULC fire-stopping where applicable | Allder Electric Inc
EP-2023-08859 | 2023-10-17 | 2437 W 6TH AVENUE, Vancouver, BC V6K 1W2 | Electrical Permit | Commercial | Renovation - Dwelling Unit(s) only | Completed | Installation / Repair - Commercial - Kitchen Reno lights/plugs -The kitchen is being remodelled. The existing receptacles wiring will need to be upgraded to code /gfcis/ etc. pancake pot lights to be added to drywall ceilings. No structural changes to kitchen. | Christopher Livingston
EP-2022-04823 | 2022-06-15 | 3036 W 4TH AVENUE #29, Vancouver, BC V6K 1R4 | Electrical Permit | Residential | Addition | Completed | Installation / Repair - Residential - Pot Light Install | Wire-Man Electric Ltd
EP-2022-00285 | 2022-01-17 | 1839 W 5TH AVENUE #6, Vancouver, BC V6J 1P5 | Electrical Permit | Commercial | Renovation - Dwelling Unit(s) only | Completed | Installation / Repair - Commercial - install potlights,plugs and switches for the kitchen and bathroom Reno >BP: Unit #6 Interior alterations to provide improvements to this existing unit on the 3rd floor in this existing multiple dwelling building on this site. Scope of work includes: convert powder room to a 3pc washroom, millwork, plumbing and electrical The services of a Structural Engineer may be required, based upon site inspection by the District Building Inspector. E2 - HVAC - Install properly supported ceiling fan | David Stein
PP-2022-00123 | 2022-01-19 | 1839 W 5TH AVENUE #6, Vancouver, BC V6J 1P5 | Plumbing Permit | Residential | Renovation | Completed | Residential - convert powder room to 3 piece bathroom Unit #6 Interior alterations to provide improvements to this existing unit on the 3rd floor in this existing multiple dwelling building on this site. Scope of work includes: convert powder room to a 3pc washroom, millwork, plumbing and electrical AMEND: MAY 13/2022 Add the following fixtures: Toilet Tub Basin Laundry box AMEND: AUG 2/2022 I should have the following on the permit: 2 toilets 2 basins 1 tub 1 shower 1 laundry box (or automatic washer) | BD Plumbing
EP-2022-00652 | 2022-01-28 | 1839 W 5TH AVENUE #6, Vancouver, BC V6J 1P5 | Electrical Permit | Residential | Renovation | Completed | Installation / Repair - Residential - structured wiring, audio system >BP: Unit #6 Interior alterations to provide improvements to this existing unit on the 3rd floor in this existing multiple dwelling building on this site. Scope of work includes: convert powder room to a 3pc washroom, millwork, plumbing and electrical The services of a Structural Engineer may be required, based upon site inspection by the District Building Inspector. E2 - HVAC - Install properly supported ceiling fan | Vancouver Audiospace Home Control Ltd
PP-2022-00477 | 2022-02-10 | 2787 W 5TH AVENUE, Vancouver, BC V6K 1T5 | Plumbing Permit | Residential | Renovation | Completed | Residential - Replace faulty PRV Capped off 2 underground water lines and re run same lines inside the ceiling space | MAKO MECHANICAL LTD
NULL | NULL | 2787 W 5TH AVENUE, Vancouver, BC V6K 1T5 | Plumbing Permit | Residential | Renovation | Withdrawn | Residential - Replace 1 faulty PRV valve Cut off and capped 2 underground lines (Possible leaks) Re run new water lines inside ceiling space. | MAKO MECHANICAL LTD
EP-2022-10402 | 2022-12-21 | 2787 W 5TH AVENUE, Vancouver, BC V6K 1T5 | Electrical Permit | Residential | Addition | Completed | Installation / Repair - Residential - Main Panel is in the house, we plan to Install a DCC-9 behind the 200 A disconnect (in the garage) and connect to a Tesla Wall connector. February 2, 2023 Approved Amendment: "Original Plan: Main Panel is in the house, we plan to Install a DCC-9 behind the 200 A disconnect (in the garage) and connect to a Tesla Wall connector. NEW PLAN: DCC-9 is only capable up to 125 AMP, therefore, our new plan is to install a 200 AMP panel behind the 200 A disconnect (in the garage) plus a DCC-12 and make existing panel in the house into a sub-panel. From the DCC-12 connect to Tesla Wall connector. Set DCC-12 to 60% max capacity, which will limit maximum output of the unit while EV charging to120 AMP. Which leaves room for future two other units (it is a triplex) to a maximum of 360 AMP, the self governed committee agreed to enforce DCC-12 (set at 60%) is required for two other future installations. The triplex has a main service of 400 AMP , with each unit has its own meter and a 200 AMP disconnect." February 24, 2023 Approved Amendment: The Triplex has incoming service of 400 AMP, each unit has a disconnect of 200 AMP with 125 AMP fuse; therefore, power feeding to each unit is 125 AMP. Original plan was to install an electrical panel after the 200 AMP disconnect, but cable feeding to the house panel is not long enough. Since the actual 200 AMP disconnect is just 125AMP, the new plan is to replace existing 200 AMP disconnect (125 AMP fuse) with a 125 AMP electrical panel and make existing electrical panel inside the house into a sub-panel. From the new 125 AMP electrical panel connect to a DCC-12 for EV charging. >>>>Amend: April 18th -to amend our permit to include service inspection for BC hydro meter reseal. -Relocate/Reconnect -add grounding/bonding | Amor Energy Corporation
GP-2023-01096 | 2023-03-30 | 2565 W 8TH AVENUE, Vancouver, BC V6K 2B3 | Gas Permit | Residential | Renovation | Completed | Residential - Re/re of hot water tank with tankless water heater | 1236318 BC Ltd DBA Aquatech Vancouver
EP-2023-02885 | 2023-04-17 | 2565 W 8TH AVENUE, Vancouver, BC V6K 2B3 | Electrical Permit | Residential | Renovation | Issued | Installation / Repair - Residential - Upgrade service for 2565 W 8th ave to 150 Amp. | Mountain Point Electrical Inc.
MP-2023-00298 | 2023-03-07 | 2565 W 8TH AVENUE, Vancouver, BC V6K 2B3 | Mechanical Permit | NULL | NULL | Completed | NULL | 1236318 BC Ltd DBA Aquatech Vancouver
GP-2023-00749 | 2023-03-03 | 2565 W 8TH AVENUE, Vancouver, BC V6K 2B3 | Gas Permit | Residential | New | Issued | Residential - Install one natural gas fireplace March 15/2023-AMEND Actual Address: 2565 West 8th Avenue | Vancouver Gas Fireplaces Ltd
EP-2023-00644 | 2023-01-27 | 2565 W 8TH AVENUE, Vancouver, BC V6K 2B3 | Electrical Permit | Residential | Renovation | Completed | Installation / Repair - Residential - Remove existing kickspace heater and install heated floor; wiring for heated towelrack, delete jacuzzi and install lighting in bathroom. No strcture or exterior walls being touched so trade permit only needed. | ANS Electrical Installations Ltd
PP-2023-00315 | 2023-01-31 | 2565 W 8TH AVENUE, Vancouver, BC V6K 2B3 | Plumbing Permit | Residential | Renovation | Completed | Residential - Remove tub replace with shower Toilet Lav | Tundra Plumbing Ltd
EP-2022-09304 | 2022-11-02 | 2263 REDBUD LANE #122, Vancouver, BC V6K 4V7 | Electrical Permit | Residential | Renovation - Dwelling Unit(s) only | Completed | Installation / Repair - Residential - SUITE #122 - New oven plug | EZ BC Electric Ltd
GP-2023-01777 | 2023-06-08 | 2448 W 4TH AVENUE, Vancouver, BC V6K 1P3 | Gas Permit | Residential | Addition | Completed | Residential - re and re gas range | Christopher Sterling
EP-2023-01379 | 2023-02-17 | 1978 VINE STREET #502, Vancouver, BC V6K 4S1 | Electrical Permit | Residential | New | Completed | Installation / Repair - Residential - Prewire for security, camera, and AV >BP: Interior alterations to provide improvements to this dwelling unit on the 5th floor (#502) in this existing multiple dwelling on this site. Scope of work: Remove non structural walls between kitchen and living room with new kitchen island. Remove and move wall between kitchen and bedroom. New interior doo | Provident Security Corp
SP-2022-01735 | 2022-12-16 | 1978 VINE STREET #502, Vancouver, BC V6K 4S1 | Sprinkler Permit | Residential | Renovation | Completed | Residential - For sprinkler system alterations to the 2019 VBBL and NFPA 13, 2013 for the tenant improvements to provide interior alterations for improvements to this dwelling unit on the 5th floor (#502) in this existing multiple dwelling on this site. Scope of work: Remove non structural walls between kitchen and living room with new kitchen island. Remove and move wall between kitchen and bedroom. New interior doors. Engineer of Record: Glen Visser 604-944-3473 sureworkseng@gmail.com | Bernin Fire Protection Ltd
PP-2022-04276 | 2022-11-28 | 1978 VINE STREET #502, Vancouver, BC V6K 4S1 | Plumbing Permit | Commercial | Renovation - Dwelling Unit(s) only | Completed | Commercial - SUITE #502 - installing new fixtures >BP: #502 - 5th floor Interior alterations to provide improvements to this dwelling unit on the 5th floor (#502) in this existing multiple dwelling on this site. Scope of work: Remove non structural walls between kitchen and living room with new kitchen island. Remove and move wall between kitchen and bedroom. New interior door | MCKIM MECHANICAL
EP-2023-00480 | 2023-01-25 | 1978 VINE STREET #502, Vancouver, BC V6K 4S1 | Electrical Permit | Residential | Renovation - Dwelling Unit(s) only | Completed | Installation / Repair - Residential - Major electrical renovation for penthouse suite including: installing a new 125 Amps combination panel, relocating and installing new lights, plugs, and new circuits for appliances. Also rough wire/install electrical EMT conduit for telephone/cable and security alarm including a new communication cabinet. >BP: #502 - 5th floor Interior alterations to provide improvements to this dwelling unit on the 5th floor (#502) in this existing multiple dwelling on this site. Scope of work: Remove non structural walls between kitchen and living room with new kitchen island. Remove and move wall between kitchen and bedroom. New interior doors. AMEND: FEB 17/2023 Relocate house wiring passing through suite, specifically: exit circuit, exterior lighting circuit, and DC circuit for fire alarm bells. Also, relocate suite buzzer within suite. | Bill's Electrical Services Ltd
PP-2022-03717 | 2022-10-18 | 2695 W 4TH AVENUE, Vancouver, BC V6K 1P8 | Plumbing Permit | Commercial | Renovation | Completed | Commercial - Replacing wash 3 wash sinks >BP: Interior alterations to provide tenant improvements for this existing beauty salon in this existing mixed used commercial/residential building on this site. Scope of work includes relocating an interior wall, reconfiguring the lighting to suit, installing a double compartment sink in the storage/colour bar area as required by VCH and validating the removal of an interior wall in the storage area. OK for Field Review as per S.Yu on Aug 5, 2022 | STARGATE PLUMBING & HEATING
EP-2022-08656 | 2022-10-12 | 2695 W 4TH AVENUE, Vancouver, BC V6K 1P8 | Electrical Permit | Commercial | Renovation | Completed | Installation / Repair - Commercial - Install new lighting and lighting control move 1 work station feed HR to new work station Interior alterations to provide tenant improvements for this existing beauty salon in this existing mixed used commercial/residential building on this site. Scope of work includes relocating an interior wall, reconfiguring the lighting to suit, installing a double compartment sink in the storage/colour bar area as required by VCH and validating the removal of an interior wall in the storage area. | Pacific Storm Power and Electrical Services Ltd
GP-2023-01039 | 2023-03-28 | 2040 W 4TH AVENUE, Vancouver, BC V6J 1M9 | Gas Permit | Commercial | Renovation | Completed | Commercial - INSTALL 1 GAS INSERT AND RUN GAS LINE MAX 20FT TO FIREPLACE LOCATION **Amend: April 23, 2023: 1 x bbq outlet 50,000 btu | The LM Fireplace Warehouse Ltd.
GP-2023-04016 | 2023-12-13 | 2486 W 5TH AVENUE, Vancouver, BC V6K 1S8 | Gas Permit | Residential | New | Completed | Residential - Install new ‘on demand water heater’ Replacement. | Conor Whyte Plumbing And Heating Limited
EP-2023-03724 | 2023-05-01 | 2486 W 5TH AVENUE, Vancouver, BC V6K 1S8 | Electrical Permit | Residential | Renovation | Completed | Installation / Repair - Residential - Updating the electrical panel / no change in service. | Kybe Electrical Contracting Ltd
GP-2023-01770 | NULL | 2486 W 5TH AVENUE, Vancouver, BC V6K 1S8 | Gas Permit | Residential | New | Cancelled | Residential - SUPPLY AND INSTALL A BBQ BOX WITH 10 METERS OF PIPE | Hillcrest Plumbing & Heating (1967) Ltd
GP-2023-01665 | 2023-05-30 | 2486 W 5TH AVENUE, Vancouver, BC V6K 1S8 | Gas Permit | Residential | Addition | Issued | Residential - 1 Fire Pit adding underground gas line to fire pit | A & J GAS SERVICES LTD
GP-2023-01599 | 2023-05-19 | 2486 W 5TH AVENUE, Vancouver, BC V6K 1S8 | Gas Permit | Residential | Renovation | Completed | Residential - Installation of 1 gas fireplace -venting an hook up only Amend: Sept 12, 2023 change the address to 2486 W 5th | Urban Fireplaces Ltd
GP-2023-01681 | 2023-05-30 | 1874 W 7TH AVENUE, Vancouver, BC V6J 1S8 | Gas Permit | Residential | Addition | Completed | Residential - re and re gas range | Christopher Sterling
EP-2022-04433 | 2022-05-31 | 1990 W 6TH AVENUE #325, Vancouver, BC V6J 4V4 | Electrical Permit | Residential | Renovation | Completed | Installation / Repair - Residential - 100 amp suite panel upgrade -No change to service. No increase to service. Replacing old obsolete panel and breakers only. | EVANSON ELECTRIC LTD
EP-2023-00824 | 2023-02-01 | 1990 W 6TH AVENUE #322, Vancouver, BC V6J 4V4 | Electrical Permit | Residential | Renovation | Completed | Installation / Repair - Residential - Ad shower low profile ceiling LED light. Replace existing bathroom fan with new bathroom fan. Replace existing dimmer switch and bathroom plug. >BP: Interior alterations to provide improvements to dwelling unit #322 on the third floor of this multiple dwelling building on this site. E2 - HVAC - Install timers (up to 60 minute), or humidistat for washroom fan(s) OK to process as DTI as per W. Wong October 17, 2022 Amend: Feb 13, 2023 add new circuit for the floor heat cable. | Positron Services Ltd
PP-2023-00250 | 2023-01-24 | 1990 W 6TH AVENUE #322, Vancouver, BC V6J 4V4 | Plumbing Permit | Residential | Renovation | Completed | Residential - Convert tub to shower. Hook up the toilet and vanity. >BP: Interior alterations to provide improvements to dwelling unit #322 on the third floor of this multiple dwelling building on this site. | CRYSTAL SPRING PLUMBING
GP-2022-01775 | 2022-06-10 | 3321 W 7TH AVENUE, Vancouver, BC V6R 1V9 | Gas Permit | Residential | Renovation | Completed | Residential - re/re of existing hot water tank with tankless water heater | 1236318 BC Ltd DBA Aquatech Vancouver
EP-2022-05260 | 2022-06-21 | 1450 W 6TH AVENUE #211, Vancouver, BC V6H 4H9 | Electrical Permit | Commercial | Renovation - Dwelling Unit(s) only | Completed | Installation / Repair - Commercial - Kitchen renovation Unit 211 - 2nd Floor Interior alterations to the kitchen area only to provide residential dwelling improvements at dwelling unit #211 on the 2nd floor of this existing multiple dwelling building on this site. | 578541 BC Ltd
PP-2022-02227 | 2022-06-23 | 1450 W 6TH AVENUE #211, Vancouver, BC V6H 4H9 | Plumbing Permit | Commercial | Renovation | Completed | Commercial - New cabinets.. re/re fixtures same location.. new water line for fridge Unit 211 - 2nd Floor Interior alterations to the kitchen area only to provide residential dwelling improvements at dwelling unit #211 on the 2nd floor of this existing multiple dwelling building on this site. | English Bay Plumbing Heating & Gas Ltd
MP-2022-00551 | 2022-11-10 | 2217 OAK STREET, Vancouver, BC V6H 3W6 | Mechanical Permit | NULL | NULL | Completed | NULL | Thomson Industries Ltd
EP-2022-09802 | 2022-12-06 | 2217 OAK STREET, Vancouver, BC V6H 3W6 | Electrical Permit | Residential | Renovation | Completed | Installation / Repair - Residential - Dedicated circuit for AC | Pacific Star Electric Inc
EP-2023-10501 | 2023-12-01 | 1201 LAMEY'S MILL ROAD #24, Vancouver, BC V6H 3S8 | Electrical Permit | Commercial | Renovation - Dwelling Unit(s) only | Completed | Installation / Repair - Commercial - Wire for an electric fireplace. Fish Wire for wall mounted TV. Wire for new ceiling fan and switch. -We are feeding wires through cabinets and pony walls. No structural work is being done. No building work per contractor. | Clay Electric Ltd
EP-2023-03940 | 2023-05-05 | 1869 SPYGLASS PLACE #313, Vancouver, BC V5Z 4K7 | Electrical Permit | Commercial | Renovation - Dwelling Unit(s) only | Completed | Installation / Repair - Commercial - Add pot lights in existing kitchen. All wiring will be fished behind the existing drywall. We may need to cut and patch a few holes but only in the existing drywall ceiling. We do not need a building permit. | COOPER ELECTRICAL CONTRACTING LTD
MP-2022-00070 | 2022-08-04 | 2201 OAK STREET, Vancouver, BC V6H 3W6 | Mechanical Permit | NULL | NULL | Completed | NULL | CRONA MANAGEMENT INC
EP-2022-07670 | 2022-10-27 | 2201 OAK STREET, Vancouver, BC V6H 3W6 | Electrical Permit | Commercial | Addition | Completed | Installation / Repair - Commercial - Providing power to heat pump. -reference: MP-2022-00070 | CRONA MANAGEMENT INC
MP-2023-00925 | 2023-05-25 | 2203 OAK STREET, Vancouver, BC V6H 3W6 | Mechanical Permit | NULL | NULL | Completed | NULL | Thomson Industries Ltd
EP-2023-04511 | 2023-06-27 | 2203 OAK STREET, Vancouver, BC V6H 3W6 | Electrical Permit | Residential | Addition | Issued | Installation / Repair - Residential - A/C WIRING, BREAKER TO UNIT. *MP-2023-00925: Issued (Heating and Cooling) | Macrae&King Power Inc
GP-2023-02585 | 2023-09-05 | 2203 OAK STREET, Vancouver, BC V6H 3W6 | Gas Permit | Residential | Renovation | Issued | Residential - re re hwt | Thomson Industries Ltd
EP-2022-03235 | 2022-04-22 | 1483 W 7TH AVENUE #1602, Vancouver, BC V6H 4H6 | Electrical Permit | Residential | Renovation - Dwelling Unit(s) only | Completed | Installation / Repair - Residential - A/c unit to be hooked up >BP: Interior and exterior alterations to provide improvements and to install air conditioning to the existing dwelling unit (#1602) on the 16th floor in this existing multiple dwelling on this site. Structural Schedule B provided by K.C.Y Louie P.Eng Schedule D provided by K.C.Y Louie P.Eng Note: A/C unit to conform to City of Vancouver Noise By-Law. CONDITION 900 UNDER ‘SUBJECT TO CONDITION’ IN CUSTOMER NOTES for A/C Units: Noise emanating from mechanical equipment (e.g., air conditioning units, exhaust equipment, generators, etc.) is required to conform to Vancouver By-law No. 6555 regulating Noise or Sound. (Note: Air conditioning units are not to exceed a noise level of 55 dB during the daytime and 45 dB at night.) OK for field review per N. Jalalkamali ,Feb 25, 2022 | RBM Electric Ltd
MP-2023-00904 | 2023-05-23 | 1483 W 7TH AVENUE #1703, Vancouver, BC V6H 4H6 | Mechanical Permit | NULL | NULL | Completed | NULL | Atmosphere AC Systems Ltd
EP-2023-04513 | 2023-06-02 | 1483 W 7TH AVENUE #1703, Vancouver, BC V6H 4H6 | Electrical Permit | Residential | Renovation | Completed | Installation / Repair - Residential - Replace the wire from #12 AWG to #10 AWG and the breaker from 2p 20A to 2p 30A for a new AC unit MP-2023-00904 | Zuoyuan Liu
EP-2023-00001 | 2023-01-06 | 1483 W 7TH AVENUE #1802, Vancouver, BC V6H 4H6 | Electrical Permit | Commercial | Renovation - Dwelling Unit(s) only | Completed | Installation / Repair - Commercial - Disconnect all baseboard heating in condo to allow for heat pump installation Install dedicated 40A circuit for outdoor heat pump unit Install new 15A circuit for 5 heads MP-2022-00628 | Terradyne Electrical Services Inc
MP-2022-00628 | 2022-11-30 | 1483 W 7TH AVENUE #1802, Vancouver, BC V6H 4H6 | Mechanical Permit | NULL | NULL | Completed | NULL | Rio Heating and Cooling
MP-2023-01914 | 2023-10-25 | 1428 W 6TH AVENUE #408, Vancouver, BC V6H 4H4 | Mechanical Permit | NULL | NULL | Completed | NULL | Trifecta Plumbing & HVAC Ltd
EP-2023-09482 | 2023-10-31 | 1428 W 6TH AVENUE #408, Vancouver, BC V6H 4H4 | Electrical Permit | Residential | Renovation | Issued | Installation / Repair - Residential - ¦ MURB: RENO ¦ Upgrading both bathrooms. Replacing existing floor heat, fans and lighting. Minor lighting upgrade main floor hallway, kitchen and top floor. Kitchen layout remains the same. Minor re re in new living room build out and top floor office are. Existing heat pump being replaced >BP: Interior alterations to this existing dwelling unit #408 in this existing Multiple Dwelling Building. OK to process as DTI as per J. Zhang July 5, 2023 | BGM Electrical Ltd
PP-2023-03954 | 2023-11-09 | 1428 W 6TH AVENUE #408, Vancouver, BC V6H 4H4 | Plumbing Permit | Commercial | Renovation - Dwelling Unit(s) only | Issued | Commercial - new shower and tub upgrades , basin and kitchen sinks and faucets >BP: Interior alterations to this existing dwelling unit #408 in this existing Multiple Dwelling Building. | West Van Plumbing Ltd
SP-2023-02022 | 2023-11-03 | 1428 W 6TH AVENUE #408, Vancouver, BC V6H 4H4 | Sprinkler Permit | Commercial | Renovation - Dwelling Unit(s) only | Issued | Commercial - relocate 1 sprinkler head to accomodate new wall extension >BP: Interior alterations to this existing dwelling unit #408 in this existing Multiple Dwelling Building. *****This application does not include any of the following: 1. Not more than 20 sprinklers (add, relocate, or remove), 2. hydraulic calculations, 3. change in occupancy and /or hazard classification, 4. warehouse storage arrangements, 5. mobile compact storage arrangements, 6. alternative solutions, 7. changes to the sprinkler system supply piping (e.g. valves, mains, cross-mains, branch-lines, etc.), or 8. flexible sprinkler pipe. | Battalion Fire Pro Corp
EP-2023-10616 | 2023-11-24 | 1428 W 6TH AVENUE #408, Vancouver, BC V6H 4H4 | Electrical Permit | Commercial | Renovation - Dwelling Unit(s) only | Issued | Installation / Repair - Commercial - Relocate 2 Cat5 cables. Replace low voltage panel with larger one. >BP: Interior alterations to this existing dwelling unit #408 in this existing Multiple Dwelling Building. OK to process as DTI as per J. Zhang July 5, 2023 | Spectrum Networks Inc
NULL | NULL | 1483 W 7TH AVENUE #216, Vancouver, BC V6H 4H6 | Mechanical Permit | NULL | NULL | Draft | NULL | Kits Plumbing and Heating Ltd
MP-2022-00047 | 2022-07-25 | 1483 W 7TH AVENUE #216, Vancouver, BC V6H 4H6 | Mechanical Permit | NULL | NULL | Completed | NULL | Kits Plumbing and Heating Ltd
EP-2023-02650 | 2023-05-23 | 1483 W 7TH AVENUE #216, Vancouver, BC V6H 4H6 | Electrical Permit | Commercial | Addition | Completed | Installation / Repair - Commercial - Run a dedicated circuit for a heat pump located on the balcony. *MP-2022-00047 | JZ Electric Ltd
EP-2023-03528 | 2023-04-27 | 1485 W 6TH AVENUE #1101, Vancouver, BC V6H 4G1 | Electrical Permit | Commercial | Renovation - Dwelling Unit(s) only | Completed | Installation / Repair - Commercial - new lights and fan and switches in the bathroom -No building permit needed using existing light holes | David Stein
PP-2023-01369 | 2023-04-20 | 1485 W 6TH AVENUE #1101, Vancouver, BC V6H 4G1 | Plumbing Permit | Residential | Renovation | Completed | Residential - Re and Re of toilet , sink and shower Note, any structural work will require building permit. | VANMECH PLUMBING & HEATING LTD.
MP-2023-00753 | 2023-05-02 | 1485 W 6TH AVENUE #1103, Vancouver, BC V6H 4G1 | Mechanical Permit | NULL | NULL | Completed | NULL | Ashton Service Group/Ashton Mechanical Ltd.
EP-2023-04591 | 2023-07-10 | 1485 W 6TH AVENUE #1103, Vancouver, BC V6H 4G1 | Electrical Permit | Commercial | Renovation - Dwelling Unit(s) only | Completed | Installation / Repair - Commercial - #1103 Adding circuit for heat pump *MP-2023-00753 | Douglas Millington o/a Moose Electric
EP-2023-04282 | 2023-05-23 | 1016 IRONWORK PASSAGE, Vancouver, BC V6H 3P1 | Electrical Permit | Residential | Addition | Issued | Installation / Repair - Residential - Installation of security system | ADT Security Services Canada Inc
EP-2022-05927 | 2022-07-29 | 525 WHEELHOUSE SQUARE #118, Vancouver, BC V5Z 4L8 | Electrical Permit | Residential | Renovation | Completed | Installation / Repair - Residential - Renovation - Kitchen/pot lights/minor reno in bathroom/General receptaces -No structural work involve, Will be opening drywall to run wires. May be opening little bit fire rated walls to run wires | Line In Electric Ltd
PP-2024-00053 | 2024-01-08 | 2231 OAK STREET, Vancouver, BC V6H 3W6 | Plumbing Permit | Residential | Renovation | Issued | Residential - kitchen and bathroom renovation. Update fixtures | Tidal Mechanical Ltd
EP-2024-00183 | NULL | 2231 OAK STREET, Vancouver, BC V6H 3W6 | Electrical Permit | Residential | Renovation | Application Incomplete | Installation / Repair - Residential - Townhouse reno, Adding 6 pot lights and relocating plugs | Rightway Electric Inc
EP-2023-03448 | 2023-05-05 | 2201 PINE STREET #210, Vancouver, BC V6J 5E7 | Electrical Permit | Commercial | Renovation | Completed | Installation / Repair - Commercial - #210 Electrical supply for Dsplit *MP-2023-00670 | Milani Electric Limited
MP-2023-00670 | 2023-04-20 | 2201 PINE STREET #210, Vancouver, BC V6J 5E7 | Mechanical Permit | NULL | NULL | Completed | NULL | Milani Electric Limited
PP-2023-03884 | 2023-11-03 | 1752 W 2ND AVENUE, Vancouver, BC V6J 1H6 | Plumbing Permit | Commercial | New | Completed | Commercial - Install RPBA for dishwasher CROSS CONNECTION LTR UPLOADED | Alstad Mechanical Services Ltd
PP-2023-03883 | 2023-11-03 | 1740 W 2ND AVENUE, Vancouver, BC V6J 1H6 | Plumbing Permit | Commercial | New | Completed | Commercial - Install an RPBA for the dishwasher CROSS CONNECTION LTR UPLOADED | Alstad Mechanical Services Ltd
NULL | NULL | 1740 W 2ND AVENUE, Vancouver, BC V6J 1H6 | Plumbing Permit | Commercial | Tenant Improvement | Draft | Commercial - Install RPBA on water supply on dishwasher | NULL
EP-2023-03452 | NULL | 1355 W 4TH AVENUE #10, Vancouver, BC V6H 3Y8 | Electrical Permit | Residential | Renovation | Withdrawn | Installation / Repair - Residential - upgrade electrical panel/upgrade wiring for kitchen counter plugs, fridge, washer, dishwasher | Pacific Total Electric Ltd
EP-2022-04930 | 2022-06-13 | 1030 W 6TH AVENUE, Vancouver, BC V6H 1A3 | Electrical Permit | Commercial | Tenant Improvement | Completed | Installation / Repair - Commercial - electrical and communications installation 1030 W 6th Av - Bldg #7 Interior alterations to provide tenant improvements for a new office tenant on the ground floor (1030 W 6th Ave) in this existing commercial building on this site. Scope of work: construct partition walls, doors, new accessible washroom, finishes, lighting, electrical and plumbing work. Amend: Sept 9, 2022 letter L attached | COASTAL ELECTRICAL SYSTEMS LTD
PP-2022-02061 | 2022-06-14 | 1030 W 6TH AVENUE, Vancouver, BC V6H 1A3 | Plumbing Permit | Commercial | Renovation | Completed | Commercial - New bathroom and kitchen >BP: 1030 W 6th Av - Bldg #7 Interior alterations to provide tenant improvements for a new office tenant on the ground floor (1030 W 6th Ave) in this existing commercial building on this site. Scope of work: construct partition walls, doors, new accessible washroom, finishes, lighting, electrical and plumbing work. E2 - HVAC - Clean and Balance all Air Systems (per 6.7.3.2 of ASHRAE 90.1-2016 | PACIFIC FLO MECHANICAL
EP-2023-01437 | 2023-03-02 | 1450 W 6TH AVENUE #307, Vancouver, BC V6H 4H9 | Electrical Permit | Residential | Renovation - Dwelling Unit(s) only | Completed | Installation / Repair - Residential - wiring to a new heat pump -The location of the new heat pump is on the deck of the apartment. *MP-2023-00098 | RBM Electric Ltd
MP-2023-00098 | 2023-01-25 | 1450 W 6TH AVENUE #307, Vancouver, BC V6H 4H9 | Mechanical Permit | NULL | NULL | Completed | NULL | David John Clarkson
PP-2023-01673 | 2023-05-18 | 518 MOBERLY ROAD #514, Vancouver, BC V5Z 4G3 | Plumbing Permit | Commercial | Renovation - Dwelling Unit(s) only | Completed | Commercial - Remove the existing bathtub and diverter and install a site built shower base using schluter system and install new diverter assembly. | Take the Plunge Mechanical Ltd.
EP-2023-04784 | 2023-06-07 | 518 MOBERLY ROAD #514, Vancouver, BC V5Z 4G3 | Electrical Permit | Commercial | Renovation - Dwelling Unit(s) only | Completed | Installation / Repair - Commercial - TO ADD LED POTS AND CHANGE EXHAUST FAN IN BATHROOM , AND TO ADD LED POT LIGHTS OVER ISLAND. -no cutting through fire-rated drywall either as per builder, its just cosmetics | Chatha Electrical Services Ltd
EP-2023-10449 | 2023-12-01 | 518 MOBERLY ROAD #609, Vancouver, BC V5Z 4G3 | Electrical Permit | Commercial | Renovation - Dwelling Unit(s) only | Issued | Installation / Repair - Commercial - New recessed LED lighting through out unit Kitchen counter plugs wired to new code Under counter LED puck lights -No structural work or changes No cutting through ceilings or fire rated walls or seperations. | Infield Electrical Systems Inc
EP-2023-06796 | 2023-07-26 | 1477 FOUNTAIN WAY #202, Vancouver, BC V6H 3W9 | Electrical Permit | Residential | Renovation | Completed | Installation / Repair - Residential - Microwave branch circuit wiring and installation, no walls or structural change is happening. If work on this site could lead to ground disturbance (impacting soil) advise applicant to contact the Provincial Archaeology Branch at 250-953-3334 for a list of archaeological consultants, who when retained by the proponent, will apply on the proponent’s behalf for the necessary archaeological permits. In addition, please be advised that reports from an Archaeologist (Archaeological Overview Assessment (AOA) or Archaeological Impact Assessment (AIA) reports) and archaeological/heritage inspection permits from the First Nations may be necessary prior to the release of your City of Vancouver permits | Wirechief Electric Ltd
PP-2023-03628 | 2023-11-14 | 1567 MARINER WALK, Vancouver, BC V6J 4X9 | Plumbing Permit | Residential | Renovation - Dwelling Unit(s) only | Issued | Residential - installation of a kitchen sink and one dishwasher WWOP on electrical and plumbing per Scott Easby related BP-2023-02652: >BP: Interior alterations to this existing townhouse unit in this existing multiple dwelling building on this site. Scope of work includes: 1) Remove a load bearing wall and install a new beam in the kitchen 2) Update internal staircase 3) Kitchen renovation with new cabinets, tiles and appliances 4) Bathroom renovation with new flooring, vanity and lighting | Advantage Home Service Ltd
NULL | NULL | 1567 MARINER WALK, Vancouver, BC V6J 4X9 | Mechanical Permit | NULL | NULL | Draft | NULL | NULL
EP-2023-09270 | 2023-10-13 | 1567 MARINER WALK, Vancouver, BC V6J 4X9 | Electrical Permit | Commercial | Renovation - Dwelling Unit(s) only | Issued | Installation / Repair - Commercial - Installing pot light in the kitchen, living room and master bedroom, stairs lights, island receptacle. Wiring for floor heat in foyer and powder room. >Permit Amendment Jan 25, 2024 -Additional information required for installation of heat pump in MURB ¦ See Notes >Permit Amendment Jan 25, 2024 -Work Description + Installation Details: Amended ¦ -"Wiring for heat pump and modifying partial baseboard heaters We keep baseboard heaters in the basement and one in main floor and one upstairs' office" *An approved mechanical permit is required for the installation of air conditioning or heat pump unit before a final electrical inspection will be performed -Permit Installation Value: Amended ¦ $3500 To $4400 ¦ -"The value of $900 has been added to original scope" ¦ -Contact City of Vancouver Trades Clerks @ 311 to arrange payment of balance owing >BP: Interior alterations to this existing townhouse unit in this existing multiple dwelling building on this site. Scope of work includes: 1) Remove a load bearing wall and install a new beam in the kitchen 2) Update internal staircase 3) Kitchen renovation with new cabinets, tiles and appliances 4) Bathroom renovation with new flooring, vanity and lighting Ok for field review per DBI - Sep 1/23 Notes: - This building is sprinklered. DBI to determine on site if a sprinkler permit is required. - Schedule B, Architectural (for interior glass railings) & Structural, Kosta Marcakis, Struct Eng, 604-254-0868. - E2 Upgrade - HVAC - Install timers (up to 60 minute), or humidistat for washroom fan(s). Amend: Oct 19, 2023 wwop charge added | Levan Electrical Services Inc
MP-2023-02109 | 2023-11-29 | 1567 MARINER WALK, Vancouver, BC V6J 4X9 | Mechanical Permit | NULL | NULL | Issued | NULL | Pro Ace Heating & Air Conditioning Services Ltd
PP-2023-04435 | 2024-01-08 | 1477 FOUNTAIN WAY #303, Vancouver, BC V6H 3W9 | Plumbing Permit | Commercial | Renovation - Dwelling Unit(s) only | Completed | Commercial - Remove bath new shower base and valve >BP: #303 - 1477 Fountain Way Interior alterations to provide improvements to unit #303 on the 3rd floor of this existing multiple dwelling building on the site. Scope of work is for bathroom updates only. ***If work on this site could lead to ground disturbance (impacting soil) advise applicant to contact the Provincial Archaeology Branch at 250-953-3334 for a list of archaeological consultants, who when retained by the proponent, will apply on the proponent’s behalf for the necessary archaeological permits. In addition, please be advised that reports from an Archaeologist (Archaeological Overview Assessment (AOA) or Archaeological Impact Assessment (AIA) reports) and archaeological/heritage inspection permits from the First Nations may be necessary prior to the release of your City of Vancouver permits. | Jeffrey Lavigne
EP-2023-04694 | 2023-06-07 | 2288 PINE STREET #109, Vancouver, BC V6J 5G4 | Electrical Permit | Residential | Tenant Improvement | Completed | Installation / Repair - Residential - Wiring for AC. | Key Electric Ltd
MP-2023-01088 | 2023-06-14 | 2288 PINE STREET #109, Vancouver, BC V6J 5G4 | Mechanical Permit | NULL | NULL | Completed | NULL | Enviroware Projects Ltd
GP-2022-01298 | NULL | 1428 W 6TH AVENUE #310, Vancouver, BC V6H 4H4 | Gas Permit | Residential | Renovation | Withdrawn | Residential - Swapping Gas range for a cooktop only >BP: #310 Interior alterations to provide improvements to dwelling unit #310 on the 3rd floor of this multiple dwelling building on this site. E2 - - Lighting - Install energy efficient lighting fixtures (single occupied space area) OK for Field Review per W.Wong, June 9, 2021 | Point Grey Plumbing & Heating Ltd
EP-2022-07328 | 2022-10-06 | 1750 W 2ND AVENUE #202, Vancouver, BC V6J 1H6 | Electrical Permit | Commercial | Tenant Improvement | Completed | Installation / Repair - Commercial - We are installing power for ac >BP: #202 : Exterior and interior alterations to add a heat pump on the balcony of dwelling unit #202 on the 2nd floor of this multiple dwelling building on this site. | Douglas Millington o/a Moose Electric
GP-2022-01359 | 2022-05-03 | 1750 W 2ND AVENUE #203, Vancouver, BC V6J 1H6 | Gas Permit | Residential | Renovation | Completed | Residential - To retrofit existing leaking Bradford White Hot Water Tank Combi-Boiler with Navien NCB-240/110H High Efficiency Condensing Combi-Boiler; Pricing includes removal of existing heating system, all piping modifications, electrical changes, labour, venting, start up and commissioning The Navien boiler has built on Smart controls on an LCD display, quick dial wheel & Setup Wizard, advanced stainless steel dual heat exchangers and a 15:1 DHW and up to 8.5:1 heating gas fuel turn down ratio. | JJ&A Mechanical LTD
SP-2022-00673 | 2022-05-05 | 1608 W 1ST AVENUE, Vancouver, BC V6J 1G1 | Sprinkler Permit | Commercial | Tenant Improvement | Completed | Commercial - Tenant Improvement involving removal of some existing piping and sprinkler heads and relocating sprinkler heads. under 20 heads Interior alterations to provide improvements for similar to Health Enhancement Centre at 1608 W 1st Av in this existing mixed-use building. Scope of work includes: relocating interior walls, new washroom, electrical work, 3 new sinks, rough in for washer/dryer, new emergency exit lights and sprinkler work. *****This application does not include any of the following: 1. Not more than 20 sprinklers (add, relocate, or remove), 2. hydraulic calculations, 3. change in occupancy and /or hazard classification, 4. warehouse storage arrangements, 5. mobile compact storage arrangements, 6. alternative solutions, 7. changes to the sprinkler system supply piping (e.g. valves, mains, cross-mains, branch-lines, etc.), or 8. flexible sprinkler pipe. | Pacific Coast Fire Equipment (1976) Ltd
PP-2022-01205 | 2022-04-11 | 1608 W 1ST AVENUE, Vancouver, BC V6J 1G1 | Plumbing Permit | Commercial | Tenant Improvement | Completed | Commercial - installing two new sinks, moving one existing sink and toilet, installing on demand electric water heater Interior alterations to provide improvements for similar to Health Enhancement Centre at 1608 W 1st Av in this existing mixed-use building. Scope of work includes: relocating interior walls, new washroom, electrical work, 3 new sinks, rough in for washer/dryer, new emergency exit lights and sprinkler work. | Sean Michael Regan
EP-2022-02887 | 2022-04-11 | 1608 W 1ST AVENUE, Vancouver, BC V6J 1G1 | Electrical Permit | Commercial | Renovation | Completed | Installation / Repair - Commercial - Wiring for massage studio. No change to panel. New branch circuits for new plug location. Re/re pot lights to LED flat panel pots. Re/re exit signs. No change to fire alarm system or devices. >BP: Interior alterations to provide improvements for similar to Health Enhancement Centre at 1608 W 1st Av in this existing mixed-use building. Scope of work includes: relocating interior walls, new washroom, electrical work, 3 new sinks, rough in for washer/dryer, new emergency exit lights and sprinkler work. OK for field review as per Eun Jeon, January 26, 2022 Note: 1. Related to DP-2022-00045 for change of use from Hair Salon to similar to Health Enhancement Centre. No minor amendment to DP-2022-00045 is required for interior layout changes as per David Jung, March 1, 2022. 2. Existing universal washroom in common washroom on this site with less than 45 m away from this tenant space proposed. 3. Energy Upgrade: E2 - Lighting - Upgrade to incorporate Automatic Partial OFF (per 9.4.1.1.(g) of ASHRAE 90.1-2016) Processed through CRC. | F & S Electrical Ltd
EP-2022-02270 | 2022-03-22 | 1483 W 7TH AVENUE #601, Vancouver, BC V6H 4H6 | Electrical Permit | Residential | Renovation | Completed | Installation / Repair - Residential - AC unit including heat pump >BP: #601 Interior and exterior alterations to improve the existing dwelling unit on the 6th floor unit 601 of the existing multiple dwelling building on this site. work to include installing an AC unit including 3 condensers inside the unit and a heat pump ground mounted on the balcony. | RBM Electric Ltd
EP-2023-03320 | 2023-04-21 | 1483 W 7TH AVENUE #701, Vancouver, BC V6H 4H6 | Electrical Permit | Commercial | Renovation | Completed | Installation / Repair - Commercial - Wiring of a heat pump MP-2023-00545 | RBM Electric Ltd
MP-2023-00545 | 2023-03-30 | 1483 W 7TH AVENUE #701, Vancouver, BC V6H 4H6 | Mechanical Permit | NULL | NULL | Completed | NULL | David John Clarkson
EP-2023-01166 | 2023-02-10 | 2216 SPRUCE STREET, Vancouver, BC V6H 2P3 | Electrical Permit | Residential | Tenant Improvement | Completed | Installation / Repair - Residential - We will be adding Mason BR mounts (vibration isolators) underneath an existing transformer that supplies half of the strata with power to reduce vibrations into the suite adjacent the Hydro Room per Strata's request. This will involve turning off the main disconnect, raising the transformer and replacing the pipe between it and the meter stack with flex and re-terminating connections. | IHM Mechanical Ltd
EP-2023-01473 | 2023-02-22 | 1490 PENNYFARTHING DRIVE #401, Vancouver, BC V6J 4Z3 | Electrical Permit | Residential | Renovation | Issued | Installation / Repair - Residential - Class II circuits Low Voltage to include: Network, Distributed audio and window coverings >BP: #401 Interior alterations to provide improvements to this dwelling unit #401 on the 4th floor of this existing multiple dwelling building on this site. Scope of work: - To remove & install interior walls & doors, plumbing fixtures, lighting, new finishes, appliances, re/re patio doors by the kitchen | Pure Image Technology Solutions Ltd
MP-2023-00352 | 2023-03-13 | 1490 PENNYFARTHING DRIVE #401, Vancouver, BC V6J 4Z3 | Mechanical Permit | NULL | NULL | Issued | NULL | One Track Heating & Air Conditioning Inc.
PP-2023-00888 | 2023-03-15 | 1490 PENNYFARTHING DRIVE #401, Vancouver, BC V6J 4Z3 | Plumbing Permit | Commercial | Renovation - Dwelling Unit(s) only | Issued | Commercial - SUITE #401 - 4TH FLOOR - re routing drainage lines, re routing waterlines >BP: #401 Interior alterations to provide improvements to this dwelling unit #401 on the 4th floor of this existing multiple dwelling building on this site. Scope of work: - To remove & install interior walls & doors, plumbing fixtures, lighting, new finishes, appliances, re/re patio doors by the kitchen >>>Amend: March 21st - Need to change from Length of pipe to fixtures. 1 kitchen sink, 1 laundry, 1 laundry tub, 3 lavatory (sinks) (remove: 16M of piping) | No Problem Plumbing and Heating Ltd
EP-2023-00236 | 2023-01-17 | 1490 PENNYFARTHING DRIVE #401, Vancouver, BC V6J 4Z3 | Electrical Permit | Residential | Renovation - Dwelling Unit(s) only | Issued | Installation / Repair - Residential - Complete re-wire of entire suite, installation of new LED lighting throughout, new smoke detectors, and installation of new electrical panel. Also installing an outdoor sub panel for future power on outdoor patio. >BP: #401 Interior alterations to provide improvements to this dwelling unit #401 on the 4th floor of this existing multiple dwelling building on this site. Scope of work: - To remove & install interior walls & doors, plumbing fixtures, lighting, new finishes, appliances, re/re patio doors by the kitchen | METROWEST ELECTRIC LTD
EP-2022-02738 | 2022-04-25 | 1502 ISLAND PARK WALK #104, Vancouver, BC V6H 3Z8 | Electrical Permit | Residential | Renovation | Completed | Installation / Repair - Residential - Installation of infloor heating for master bathroom | Joshua Geddes
EP-2022-08701 | 2022-10-14 | 1345 W 4TH AVENUE #112, Vancouver, BC V6H 3Y8 | Electrical Permit | Residential | Renovation - Dwelling Unit(s) only | Completed | Installation / Repair - Residential - kitchen remodel -rewiring counter outlet to 20a circuit -wiring and installing led pot light on the ceiling x 20 -replacing bathfan -wiring switches for potlights -wiring new smoke alarms for bedrooms and replace existing one in hallway -installing electric floor heat system to replace existing baseboard heating system. >BP: Interior alterations to renovate this unit #112 on the ground floor of this existing multiple dwelling building on this site. E2 - Appliances - Upgrade to an Energuide/Energy Star appliance (fridge; dishwasher) Amend: Dec 2nd, 2022 uploading load calculation for replacing original baseboard heating to new floor heat, originally there are two 208v 20A circuits for space heating, we are still using the same circuit for the new floor heating. | Dormit X Enterprises Ltd
PP-2022-03110 | 2022-09-07 | 1345 W 4TH AVENUE #112, Vancouver, BC V6H 3Y8 | Plumbing Permit | Residential | Renovation | Completed | Residential - RE/RE of the following items: Shower, lav, toilet, kitchen sink, dishwasher, >BP: Interior alterations to renovate this unit #112 on the ground floor of this existing multiple dwelling building on this site. | Flawless Plumbing Heating & Gas Ltd
EP-2023-03695 | 2023-04-28 | 2251 OAK STREET, Vancouver, BC V6H 3W6 | Electrical Permit | Commercial | Renovation | Completed | Installation / Repair - Commercial - New kitchen, receptacles relocation, cancelation of existing wiring, from demolished walls. *Permit Amendment Jul 12, 2023 -"Existing electrical panel replacement" >BP: Interior alterations only to provide improvements to the Master Ensuite and closet area on the Second Level Floor Plan and to relocate the Kitchen and Dining Room and to add a Bedroom on the Third Level Floor Plan at this existing Townhouse Dwelling unit at this existing Sixth Estates Multiple Dwelling building. | VS Electric Ltd
PP-2023-01524 | 2023-05-02 | 2251 OAK STREET, Vancouver, BC V6H 3W6 | Plumbing Permit | Commercial | Renovation | Completed | Commercial - Rough in and finishing new kitchen sink with faucet and dishwasher >BP: Interior alterations only to provide improvements to the Master Ensuite and closet area on the Second Level Floor Plan and to relocate the Kitchen and Dining Room and to add a Bedroom on the Third Level Floor Plan at this existing Townhouse Dwelling unit at this existing Sixth Estates Multiple Dwelling building. | Drips & Drains Plumbing and Heating Ltd
MP-2022-00147 | 2022-08-26 | 2288 PINE STREET #501, Vancouver, BC V6J 5G4 | Mechanical Permit | NULL | NULL | Completed | NULL | Enviroware Projects Ltd
EP-2022-08905 | 2022-10-28 | 2288 PINE STREET #501, Vancouver, BC V6J 5G4 | Electrical Permit | Residential | Tenant Improvement | Completed | Installation / Repair - Residential - wiring for Ac. -wiring for Air condition install disconnecting switch. (MP-2022-00147) LOAD CALCOLATIO for Unit 501-2288 Pine St. Available Power 19200 W usage 14000 W, AC need 2640 W, Tota 16640 W Remaining power for future = 2560 Watt | Key Electric Ltd
PP-2022-03808 | 2022-10-25 | 1318 W 6TH AVENUE #307, Vancouver, BC V6H 1A7 | Plumbing Permit | Residential | Renovation | Completed | Residential - bathroom re and re >>BP: #307 - 3rd Floor Interior alterations to provide bathroom improvements to suite (#307) on the 3rd floor of this existing multiple dwelling building on this site. OK for DTI as per S. Yu on May 11, 2022 | Modest Plumbing and Heating Ltd
EP-2023-03832 | 2023-05-03 | 1318 W 6TH AVENUE #307, Vancouver, BC V6H 1A7 | Electrical Permit | Residential | Renovation | Completed | Installation / Repair - Residential - Minor kitchen reno: Install pot lights, undercab lites, move heater, minor edits. No structural work being performed - building permit not required. | Sound Electrical Ltd
PP-2023-01553 | 2023-05-03 | 1318 W 6TH AVENUE #307, Vancouver, BC V6H 1A7 | Plumbing Permit | Commercial | Renovation - Dwelling Unit(s) only | Completed | Commercial - UNIT #307 - 3RD FLOOR - install new kitchen sink with dishwasher >BP: #307 - 3rd Floor Interior alterations to provide bathroom improvements to suite (#307) on the 3rd floor of this existing multiple dwelling building on this site. | Precise Plumbing & Heating Inc
PP-2023-02399 | 2023-07-11 | 1548 W 2ND AVENUE, Vancouver, BC V6J 1H2 | Plumbing Permit | Commercial | Tenant Improvement | Completed | Commercial - Installing new plumbing pipes for fixtures | AVG Plumbing Inc
EP-2023-11389 | 2024-01-09 | 1630 W 1ST AVENUE #411, Vancouver, BC V6J 1G1 | Electrical Permit | Commercial | Renovation - Dwelling Unit(s) only | Issued | Installation / Repair - Commercial - Home owner is doing a small renovation and would like an electrical permit as a safety pre caution. Unit is just getting a lighting upgrade and re structure | BC1196168 Ltd
PP-2024-00078 | 2024-01-11 | 1630 W 1ST AVENUE #411, Vancouver, BC V6J 1G1 | Plumbing Permit | Commercial | Renovation | Issued | Commercial - install shower, relocate Laundry and Kitchen sink **Note: Any Structural work may require a building permit | ACME PLUMBING HEATING & GAS LTD.
EP-2022-08596 | 2022-10-11 | 2201 PINE STREET #1103, Vancouver, BC V6J 5E7 | Electrical Permit | Commercial | Tenant Improvement | Completed | Installation / Repair - Commercial - UNIT#1103 re and re PVC box and remount plugs | PRO-CAN ELECTRIC LTD
EP-2022-09222 | 2022-10-31 | 1483 W 7TH AVENUE #904, Vancouver, BC V6H 4H6 | Electrical Permit | Residential | Addition | Completed | Installation / Repair - Residential - wiring of AC unit on balcony >BP: #904 Exterior and interior alterations to install a heat pump on the balcony of dwelling unit #904 on the 9th floor of this existing multiple dwelling building on this site. | RBM Electric Ltd
EP-2023-04020 | 2023-05-09 | 1483 W 7TH AVENUE #904, Vancouver, BC V6H 4H6 | Electrical Permit | Commercial | Renovation - Dwelling Unit(s) only | Completed | Installation / Repair - Commercial - Demolition, Rough Installation, Recessed lighting, Surface lighting, Branch Circuits, Appliance Circuits, Smoke Alarms, Finishing. >BP: #904 - 1483 W 7th Avenue Interior alterations to unit #904 - 1483 W 7th Avenue of this existing multiple dwelling building. Scope of work includes: 1) Reconfiguration of the kitchen layout with a new kitchen Island. 2) Bathroom re & re for both bathrooms. Ok for field review as per Manuel Meier. Energy requirements: E2 - Retrofit Path: 1 @ L2; L2 - HVAC - Replace washroom baseboard with in-floor radiant system Note to applicant: The services of a structural engineer may be required, based upon site inspection by the District Building Inspector. A Sprinkler permit may be required, as determined by the District Building Inspector. Not required (No changes permitted by Strata) Energy checklist is currently no longer required with your Building Permit (BP) application. Some supporting documents are still required at BP stage, specifically Envelope and HVAC, if applicable. Service Water Heating and Lighting supporting documents, if applicable, must be submitted with your related Trades permits (e.g. electrical and plumbing DB-2022-02972 -heat pump EP-2022-09222 -wiring of A/C unit | Kato Electrical Inc
PP-2023-00979 | 2023-03-23 | 1483 W 7TH AVENUE #904, Vancouver, BC V6H 4H6 | Plumbing Permit | Commercial | Renovation | Completed | Commercial - Re and re the main and ensuite bathroom fixtures. Re and re the kitchen fixtures adding a pot filler and fridge box >BP: Interior alterations to unit #904 - 1483 W 7th Avenue of this existing multiple dwelling building. Scope of work includes: 1) Reconfiguration of the kitchen layout with a new kitchen Island. 2) Bathroom re & re for both bathrooms. | PHM PLumbing & Heating LTD
EP-2022-05924 | 2022-07-14 | 1483 W 7TH AVENUE #902, Vancouver, BC V6H 4H6 | Electrical Permit | Residential | Addition | Completed | Installation / Repair - Residential - New 20 amp feed to an AC unit >BP: Exterior and interior alterations to provide improvements to dwelling unit #902 on the 9th floor of this multiple dwelling building on this site. Work to install a heat pump on the balcony. Note: A/C unit to conform to City of Vancouver Noise By-Law. CONDITION 900 UNDER ‘SUBJECT TO CONDITION’ IN CUSTOMER NOTES for A/C Units: Noise emanating from mechanical equipment (e.g., air conditioning units, exhaust equipment, generators, etc.) is required to conform to Vancouver By-law No. 6555 regulating Noise or Sound. (Note: Air conditioning units are not to exceed a noise level of 55 dB during the daytime and 45 dB at night.) Structural Schedule B provided b K. C. Y. Louie Schedule D provided by K. C. Y. Louie OK for DB per K.Kallweit-Graham OK for Field Review per W.Wong | RBM Electric Ltd
SP-2022-01837 | 2022-11-04 | 2202 GRANVILLE STREET, Vancouver, BC V6H 4H7 | Sprinkler Permit | Commercial | Tenant Improvement | Completed | Commercial - Add (4) new pendant sprinklers to new Tenant Improvement >BP: Interior alterations and a change of use from Retail (Art Gallery) to Beauty Salon at 2202 Granville St on the ground floor of this mixed-use building on this site. | Community Fire Prevention Ltd
EP-2022-09659 | 2022-11-17 | 2202 GRANVILLE STREET, Vancouver, BC V6H 4H7 | Electrical Permit | Commercial | Tenant Improvement | Completed | Installation / Repair - Commercial - Installation of new outlets for hair dressing stations, installation of outlets for new staff room, installation of new outlets for new washing machine and dryer, installation of new pot lights in staff room and new washroom >BP: 2202 Granville St Interior alterations and a change of use from Retail (Art Gallery) to Beauty Salon at 2202 Granville St on the ground floor of this mixed-use building on this site. OK for Field Review per W. Wong September 9, 2022 Letter of assurance provided by: Schedule A & B (Architectural): Allan Diamond, AIBC, 604-729-0437 Schedule B (Mechanical & Plumbing): Charles W. Powell, P.Eng, 604-595-4869 Energy Upgrade - E2 - Lightning - Upgrade to incorporate automatic Partial OFF (per 9.4.1.1.(g) of ASHRAE 90.1-2016) | James P Kennedy
PP-2022-03860 | 2022-10-27 | 2202 GRANVILLE STREET, Vancouver, BC V6H 4H7 | Plumbing Permit | Commercial | Tenant Improvement | Completed | Commercial - Rough-in and finishing work for hair salon. Cast Iron and XFR to be used for drainage. Wirsbo and copper to be used for water pipe. >BP: 2202 Granville St Interior alterations and a change of use from Retail (Art Gallery) to Beauty Salon at 2202 Granville St on the ground floor of this mixed-use building on this site. | D'AMATO PLUMBING & HEATING
EP-2023-02737 | 2023-03-29 | 2202 GRANVILLE STREET, Vancouver, BC V6H 4H7 | Electrical Permit | Commercial | Tenant Improvement | Cancelled | Installation / Repair - Commercial - Replace existing 100Amp service with 200A service. Includes meter base, switch, cable, and existing 200a panel. | Tower Electric Ltd
NULL | NULL | 2202 GRANVILLE STREET, Vancouver, BC V6H 4H7 | Electrical Permit | Commercial | Tenant Improvement | Withdrawn | Installation / Repair - Commercial - increase service 100a to 200a | Tower Electric Ltd
EP-2023-03286 | 2023-04-18 | 2202 GRANVILLE STREET, Vancouver, BC V6H 4H7 | Electrical Permit | Commercial | Tenant Improvement | Completed | Installation / Repair - Commercial - Upgrade existing 100Amp service to a 200A service. Includes meter base, switch, cable, and existing 200a panel. | Tower Electric Ltd
EP-2023-06501 | 2023-08-10 | 704 W 7TH AVENUE #14, Vancouver, BC V5Z 1B8 | Electrical Permit | Commercial | Renovation - Dwelling Unit(s) only | Completed | Installation / Repair - Commercial - Move Electrical Panel, Small Kitchen Renovation -They are pulling up the floors but no fire rated walls will be touched. Cabinets in kitchen removed. I don't believe they were planning on pulling a building permit for this. All structural will stay the same. New Kitchen Layout but just moving appliances around. | Castle Electric Inc
MP-2023-02158 | 2023-12-05 | 1071 W 7TH AVENUE #7, Vancouver, BC V6H 1B2 | Mechanical Permit | NULL | NULL | Completed | NULL | Quick Cool Heating and Air Conditioning Ltd
EP-2023-11005 | 2023-12-19 | 1071 W 7TH AVENUE #7, Vancouver, BC V6H 1B2 | Electrical Permit | Commercial | Addition | Completed | Installation / Repair - Commercial - ¦ MURB: HP ¦ -Provide 208V 40A circuit for heat pump UNIT # 7 -The main service switch is 600A 208V 3PH. Unit #7 is fed with a 175A 208V 3PH service -Disconnect as much of the existing electric baseboard heat as we require, as the heat pump will serve most rooms and areas of the condo *MP-2023-02158: Issued (Heating and Cooling) | Newtech Electrical Services Ltd
EP-2023-08066 | 2023-12-04 | 2232 SPRUCE STREET, Vancouver, BC V6H 2P3 | Electrical Permit | Commercial | Renovation - Dwelling Unit(s) only | Issued | Installation / Repair - Commercial - wire in heat pump Removal of BBH *MP-2023-01415: Issued (Heating and Cooling) | Thomson Industries Ltd
MP-2023-01415 | 2023-08-02 | 2232 SPRUCE STREET, Vancouver, BC V6H 2P3 | Mechanical Permit | NULL | NULL | Issued | NULL | Thomson Industries Ltd
EP-2022-01697 | 2022-03-04 | 518 MOBERLY ROAD #1005, Vancouver, BC V5Z 4G3 | Electrical Permit | Residential | Renovation - Dwelling Unit(s) only | Completed | Installation / Repair - Residential - 2 bathroom renovations. - install 6 pot lights - relocate wall light - wire for in floor heating | Lucid Projects Inc
EP-2022-06770 | 2022-08-12 | 518 MOBERLY ROAD #1006, Vancouver, BC V5Z 4G3 | Electrical Permit | Residential | Renovation - Dwelling Unit(s) only | Completed | Installation / Repair - Residential - SUITE #1006 - Panel replace with same amperage. Kitchen renovation wiring. Kitchen pot lights added. | Hugh Ian Dercole
EP-2023-04449 | 2023-06-01 | 1869 SPYGLASS PLACE #217, Vancouver, BC V5Z 4K7 | Electrical Permit | Commercial | Renovation | Completed | Installation / Repair - Commercial - #217 Electrical supply for Dsplit MP-2023-00899 | Milani Electric Limited
MP-2023-00899 | 2023-05-19 | 1869 SPYGLASS PLACE #217, Vancouver, BC V5Z 4K7 | Mechanical Permit | NULL | NULL | Completed | NULL | Milani Electric Limited
PP-2023-03686 | 2023-10-19 | 1508 MARINER WALK #502, Vancouver, BC V6J 4X9 | Plumbing Permit | Commercial | Renovation - Dwelling Unit(s) only | Issued | Commercial - Re move and replace the main bathroom tub toilet and basin. Installed a recessed laundry box. Re and re the ensuite bathroom water closet basin and shower. Re and re the kitchen sink dishwasher and fridge box >BP: Interior alterations to renovate this dwelling unit # 502 on the 5th floor of this existing Multiple dwelling building. | PHM PLumbing & Heating LTD
EP-2023-09788 | 2023-11-08 | 1508 MARINER WALK #502, Vancouver, BC V6J 4X9 | Electrical Permit | Commercial | Renovation - Dwelling Unit(s) only | Issued | Installation / Repair - Commercial - Renovation to suite. Move/ add kitchen circuits. New lighting. Replace bathroom fans. In floor heating. Move heat detector. Replace breaker panel >BP: Interior alterations to renovate this dwelling unit # 502 on the 5th floor of this existing Multiple dwelling building. OKAY FOR DTI BY J. ZHANG JULY 14 2023. REVISION #1: 1. Change location of door to bedroom two from one hall to another 2. Change location of ensuite bathroom entrance from hall to bedroom side 3. Revise master bedroom closet | REDISON ELECTRIC LTD
EP-2023-10981 | NULL | 1483 W 7TH AVENUE #503, Vancouver, BC V6H 4H6 | Electrical Permit | Commercial | Renovation - Dwelling Unit(s) only | Applicant Revisions | Installation / Repair - Commercial - ¦ MURB- HP ¦ We will be installing a circuit for a heat pump *MP-2023-00755: Issued (Heating and Cooling) | Douglas Millington o/a Moose Electric
MP-2023-00755 | 2023-05-02 | 1483 W 7TH AVENUE #503, Vancouver, BC V6H 4H6 | Mechanical Permit | NULL | NULL | Issued | NULL | Ashton Service Group/Ashton Mechanical Ltd.
SP-2022-01303 | 2022-08-16 | 1529 W 6TH AVENUE #320, Vancouver, BC V6J 1R1 | Sprinkler Permit | Commercial | Renovation - Dwelling Unit(s) only | Completed | Commercial - Add one due to new wall built, relocate (raise sprinkler to new ceiling height) #320 & #321 SUITE #320 - Interior alterations to provide improvements and to combine existing units #320 and #321, retaining #321, at this existing mixed-use building on this site. Scope of work includes new interior walls, the removal of the kitchen in unit #320 and to validate the location of the kitchen sink in unit #321. | CENTRE LINE FIRE SPRINKLERS LTD
PP-2022-03209 | 2022-09-15 | 1529 W 6TH AVENUE #321, Vancouver, BC V6J 1R1 | Plumbing Permit | Residential | Renovation | Completed | Residential - - Replacing water pipe - installing shower diverter and drain >BP: #320 & #321 Interior alterations to provide improvements and to combine existing units #320 and #321, retaining #321, at this existing mixed-use building on this site. Scope of work includes new interior walls, the removal of the kitchen in unit #320 and to validate the location of the kitchen sink in unit #321. | STUART PLUMBING & HEATING LTD.
EP-2023-07284 | 2023-08-16 | 1100 W 7TH AVENUE #211, Vancouver, BC V6H 1B4 | Electrical Permit | Commercial | Tenant Improvement | Issued | Installation / Repair - Commercial - Replacing panel with new GE panel (TMC2412CCA) and adding Savant Relay Modules to panel. | It's On Electric Company Inc
MP-2023-01350 | 2023-07-25 | 805 FERRY ROW, Vancouver, BC V5Z 3Z5 | Mechanical Permit | NULL | NULL | Issued | NULL | Sunrise Heating and Cooling Ltd
EP-2023-02168 | NULL | 805 FERRY ROW, Vancouver, BC V5Z 3Z5 | Electrical Permit | Residential | Renovation | Application Incomplete | Installation / Repair - Residential - HEAT PUMP INSTALLATION | Troico Home Solutions & Manufacturing Inc
NULL | NULL | 805 FERRY ROW, Vancouver, BC V5Z 3Z5 | Mechanical Permit | NULL | NULL | Draft | NULL | NULL
MP-2023-00141 | 2023-02-02 | 823 SAWCUT, Vancouver, BC V5Z 4A2 | Mechanical Permit | NULL | NULL | Issued | NULL | Ashton Service Group/Ashton Mechanical Ltd.
NULL | NULL | 823 SAWCUT, Vancouver, BC V5Z 4A2 | Mechanical Permit | NULL | NULL | Draft | NULL | Ashton Service Group/Ashton Mechanical Ltd.
EP-2022-05853 | 2022-07-13 | 823 SAWCUT, Vancouver, BC V5Z 4A2 | Electrical Permit | Commercial | Addition | Completed | Installation / Repair - Commercial - Electric Vehicle Charging Infrastructure - Wiring installation for future installation of electric vehicle supply equipment (EVSE) & electric vehicle energy management system (EVEMS). - Tap into the splitter box downstream from the 1200A Main disconnect switch- Supply and install (1) 600A 120/208V disconnect switch in the electrical room - Supply and install (2) parallel 4C #500 ACWU feeds from the house panel to the new EV Panel location in the electrical room - Supply and install (1) 600A CT Cabinet for BC Hydro metering - Supply and install (1) 13 JAW Meter base for BC Hydro metering - Supply and install (1) 600A 120/208V 3PH 84cct panel in the electrical room with breakers - Supply and install (750') of 2" EMT Conduit "Main trunks" down the parking lanes - Supply and install EMT Conduit "Final runs" to (48) parking stalls - Provide #8 AWG 40A Circuits to each parking stall - Supply and install (1) Cell boosting amplifier - Supply and install (8) YAGI Dome Antenna for the cell booster - Supply and install (400’) of conduit for the cellular boosting dome antennas - Provide 15A receptacles for future gateways -The main service is staying the same size and we are adding a sub-panel off of it | TDR Electric Inc
EP-2023-08580 | 2023-11-03 | 1039 SCANTLINGS, Vancouver, BC V6H 3N9 | Electrical Permit | Residential | Renovation | Issued | Installation / Repair - Residential - townhouse renovation including: TOP FLOOR: -add 6 pots in the high ceiling -add 4 pots and smoke/CO alarm in loft bedroom. Recommend locating smoke alarm near door instead of bedroom center -Main top floor smoke/CO alarm (all alarms interlinked) -4 top floor receptacles Indicated in plan. -5 pots, 1 exhaust fan and vanity receptacle installed in ensuite bathroom. MAIN FLOOR: - Ensuring 13 general receptacles indicated in the plan are installed. Adding additional receptacles if necessary to satisfy code. -24 potlights wired and installed as indicated in lighting plan. -smoke/CO alarm installed in bedroom.. -smoke/CO alarm installed in general mainfloor area. (Recommend installing In hall near stairs). -Wiring for kitchen appliances as indicated in plan - wiring counter and island receptacles as required by code. -3 island fixtures wired as indicated in plan. -main floor bathroom - 1 general pot, 1 shower pot and 1 exhaust fan supplied and Installed - high and low receptacles installed at TV location. - 6 general pots and 4 art pots supplied and Installed In Art studio. PANEL RELOCATION HEAT PUMP - No the service is not affected - the a/c is located in the rear *An approved mechanical permit is required for the installation of air conditioning or heat pump unit at the time of installation before a final electrical inspection will be performed >BP: Interior alterations to provide improvements to townhouse unit 1039 Scantlings at this existing multiple dwelling building on this site. Scope of work includes the removal of interior walls to expand the kitchen. | AJ's Electrical Contractors LTD
NULL | NULL | 1039 SCANTLINGS, Vancouver, BC V6H 3N9 | Mechanical Permit | NULL | NULL | Draft | NULL | NULL
NULL | NULL | 1039 SCANTLINGS, Vancouver, BC V6H 3N9 | Mechanical Permit | NULL | NULL | Draft | NULL | Avante Plumbing & Heating Ltd
PP-2023-03642 | 2023-10-16 | 1039 SCANTLINGS, Vancouver, BC V6H 3N9 | Plumbing Permit | Commercial | Renovation - Dwelling Unit(s) only | Issued | Commercial - Plumbing >BP: Interior alterations to provide improvements to townhouse unit 1039 Scantlings at this existing multiple dwelling building on this site. Scope of work includes the removal of interior walls to expand the kitchen. | Avante Plumbing & Heating Ltd
NULL | NULL | 1039 SCANTLINGS, Vancouver, BC V6H 3N9 | Mechanical Permit | NULL | NULL | Draft | NULL | Avante Plumbing & Heating Ltd
MP-2023-02066 | 2023-11-22 | 1039 SCANTLINGS, Vancouver, BC V6H 3N9 | Mechanical Permit | NULL | NULL | Issued | NULL | Avante Plumbing & Heating Ltd
PP-2023-03264 | 2023-09-14 | 870 W 7TH AVENUE #6, Vancouver, BC V5Z 4C1 | Plumbing Permit | Commercial | Renovation - Dwelling Unit(s) only | Completed | Commercial - Finishing ONLY of fixtures, no rough-in, no piping >BP: #6 - 870 W 7th Interior and exterior alterations to provide improvements to unit #6 on the ground floor of this existing multiple dwelling building on this site. Scope of work includes kitchen and bathroom updates and install new washer/ dryer. Exterior alteration to include the addition of dryer vent on the exterior wall (North). | Urban Plumbing & Heating Ltd
PP-2022-02312 | 2022-07-11 | 870 W 7TH AVENUE #6, Vancouver, BC V5Z 4C1 | Plumbing Permit | Residential | Renovation | Completed | Residential - UNIT # 6re and re tub change drainage for basin and kitchen sink install new laundry >BP: #6 - 870 W 7th Interior and exterior alterations to provide improvements to unit #6 on the ground floor of this existing multiple dwelling building on this site. Scope of work includes kitchen and bathroom updates and install new washer/ dryer. Exterior alteration to include the addition of dryer vent on the exterior wall (North). | BD Plumbing
EP-2022-09901 | 2023-05-02 | 870 W 7TH AVENUE #6, Vancouver, BC V5Z 4C1 | Electrical Permit | Commercial | Renovation | Completed | Installation / Repair - Commercial - wiring kitchen, bathroom and laundry room. Install 2 kitchen outlets, Laundry room (dryer, washer), eight pot lights LED, bathroom fan and floor electric heat. >BP: #6 - 870 W 7th Interior and exterior alterations to provide improvements to unit #6 on the ground floor of this existing multiple dwelling building on this site. Scope of work includes kitchen and bathroom updates and install new washer/ dryer. Exterior alteration to include the addition of dryer vent on the exterior wall (North). | Emilio Urzua
PP-2022-00427 | 2022-02-09 | 1515 W 2ND AVENUE #209, Vancouver, BC V6J 5C5 | Plumbing Permit | Residential | Renovation - Dwelling Unit(s) only | Completed | Residential - SUITE #209 - RE N RE - Replace kitchen and bathroom plumbing fixture #209 Interior alterations to provide improvement to this existing dwelling unit #209 in this existing multiple dwelling building on site. Scope of work includes expanding the storage room and removing the office to expand the kitchen. | Costello and Co. Plumbing Inc
EP-2022-00743 | 2022-02-11 | 1515 W 2ND AVENUE #209, Vancouver, BC V6J 5C5 | Electrical Permit | Residential | Renovation - Dwelling Unit(s) only | Completed | Installation / Repair - Residential - renovation, remove and reinstall electrical throughout including new panel #209 Interior alterations to provide improvement to this existing dwelling unit #209 in this existing multiple dwelling building on site. Scope of work includes expanding the storage room and removing the office to expand the kitchen. | NWI Contracting Ltd
EP-2023-00088 | 2023-01-06 | 2201 PINE STREET #808, Vancouver, BC V6J 5E7 | Electrical Permit | Commercial | Renovation | Completed | Installation / Repair - Commercial - Electrical supply for Dsplit MP-2023-00021 | Milani Electric Limited
MP-2023-00021 | 2023-01-05 | 2201 PINE STREET #808, Vancouver, BC V6J 5E7 | Mechanical Permit | NULL | NULL | Completed | NULL | Milani Electric Limited
EP-2022-03010 | 2022-05-05 | 1181 FORGE WALK, Vancouver, BC V6H 3R1 | Electrical Permit | Residential | Renovation - Dwelling Unit(s) only | Completed | Installation / Repair - Residential - Renovation to townhouse. Reconfiguring kitchen, relocating panelboard, decommissioning heating, adding lighting in kitchen and living room, reconfiguring powder room, adding outdoor receptacles, and relocate DHWT. >BP: Exterior and interior alterations to provide improvements to this unit in this existing multiple dwelling building on this site. Scope of work: Main floor - Remove kitchen partition wall to make it open - Modify storage and install floor to ceiling cabinets - Modify main floor bathroom and relocate bathroom door - New flooring, cabinetry, and countertops OK for field review as per Rosa Astorino - February 1, 2022 Letter of assurance provided by: Schedule B (Structural): Chester Machniewski, P.Eng, 778-878-1696 | Tyler G Wray
PP-2022-01283 | 2022-04-14 | 1181 FORGE WALK, Vancouver, BC V6H 3R1 | Plumbing Permit | Commercial | Renovation - Dwelling Unit(s) only | Completed | Commercial - Plumbing reno Exterior and interior alterations to provide improvements to this unit in this existing multiple dwelling building on this site. Scope of work: Main floor - Remove kitchen partition wall to make it open - Modify storage and install floor to ceiling cabinets - Modify main floor bathroom and relocate bathroom door - New flooring, cabinetry, and countertops | Torresan Plumbing & Heating Ltd
EP-2022-01851 | 2022-03-08 | 1315 W 7TH AVENUE #101, Vancouver, BC V6H 1B8 | Electrical Permit | Commercial | Renovation - Dwelling Unit(s) only | Completed | Installation / Repair - Commercial - #101 Provide new 30amp Dedicated circuit for new cooktop Provide 15amp dedicated circuit for microwave/hood fan combo. | Optus Power Ltd
EP-2023-03705 | 2023-04-28 | 1315 W 7TH AVENUE #201, Vancouver, BC V6H 1B8 | Electrical Permit | Residential | Renovation | Completed | Installation / Repair - Residential - Full Condo Renovation including new Panelboard and 2hr fire rated 4" pot lights through out unit. -No Service changes, No reconnect/relocate. Just updating the existing panelboard *Amend Jun 16, 2023 -"Add A/C Installation" >BP: #201 & #206 1315 W 7th Avenue Interior alterations and reconfigurations of units #201 & #206. Enlargement of unit #201 by making unit #206 a 1 bedroom from a 2 bedroom unit. Scope of work includes: 1) Reconfiguration of unit #206 to create a standalone 1 bedroom unit from a 2 bedroom unit (#206). 2) Addition of 1 wall in unit 206 to separate the kitchen and dining area. 3) New glass wall in unit #201 to create a media room. 4) New kitchen in unit #201with new flooring, electrical, plumbing, and new cabinetry. 5) Renovations of bathrooms in both units to include new cabinetry, plumbing, electrical and new flooring. 6) New lighting fixtures and design in both unit #201 & 206. 7) Reconfiguration of existing space in unit #206 with new routing and new door openings. Letters of assurance submitted by: Eric man, P.Eng, Structural Schedule B. | Lucid Projects Inc
MP-2023-01221 | 2023-07-04 | 1315 W 7TH AVENUE #201, Vancouver, BC V6H 1B8 | Mechanical Permit | NULL | NULL | Completed | NULL | One Track Heating & Air Conditioning Inc.
PP-2023-02349 | 2023-07-04 | 1315 W 7TH AVENUE #201, Vancouver, BC V6H 1B8 | Plumbing Permit | Commercial | Renovation | Completed | Commercial - Alteration to existing units >BP: #201 & #206 1315 W 7th Avenue Interior alterations and reconfigurations of units #201 & #206. Enlargement of unit #201 by making unit #206 a 1 bedroom from a 2 bedroom unit. Scope of work includes: 1) Reconfiguration of unit #206 to create a standalone 1 bedroom unit from a 2 bedroom unit (#206). 2) Addition of 1 wall in unit 206 to separate the kitchen and dining area. 3) New glass wall in unit #201 to create a media room. 4) New kitchen in unit #201with new flooring, electrical, plumbing, and new cabinetry. 5) Renovations of bathrooms in both units to include new cabinetry, plumbing, electrical and new flooring. 6) New lighting fixtures and design in both unit #201 & 206. 7) Reconfiguration of existing space in unit #206 with new routing and new door openings. | James Fry
PP-2023-02350 | 2023-07-04 | 1315 W 7TH AVENUE #206, Vancouver, BC V6H 1B8 | Plumbing Permit | Commercial | Renovation | Completed | Commercial - ALteration >BP: #201 & #206 1315 W 7th Avenue Interior alterations and reconfigurations of units #201 & #206. Enlargement of unit #201 by making unit #206 a 1 bedroom from a 2 bedroom unit. Scope of work includes: 1) Reconfiguration of unit #206 to create a standalone 1 bedroom unit from a 2 bedroom unit (#206). 2) Addition of 1 wall in unit 206 to separate the kitchen and dining area. 3) New glass wall in unit #201 to create a media room. 4) New kitchen in unit #201with new flooring, electrical, plumbing, and new cabinetry. 5) Renovations of bathrooms in both units to include new cabinetry, plumbing, electrical and new flooring. 6) New lighting fixtures and design in both unit #201 & 206. 7) Reconfiguration of existing space in unit #206 with new routing and new door openings. | James Fry
GP-2022-01578 | 2022-07-27 | 1485 W 6TH AVENUE #208, Vancouver, BC V6H 4G1 | Gas Permit | Residential | Renovation | Completed | Residential - UNIT# 208 remove and replace kitchen gas stove Separate meters for all units | Zee's Plumbing Inc
PP-2022-00104 | 2022-01-17 | 1485 W 6TH AVENUE #208, Vancouver, BC V6H 4G1 | Plumbing Permit | Commercial | Renovation | Completed | Commercial - SUITE #208 - Kitchen renovation Re&re kitchen sink and dishwasher #208 Interior alterations to provide improvements for dwelling unit #208 in this existing multiple dwelling building. Scope of work: Kitchen and fireplace renovation | Royal Mechanical Ltd
EP-2022-00175 | 2022-01-17 | 1485 W 6TH AVENUE #208, Vancouver, BC V6H 4G1 | Electrical Permit | Commercial | Tenant Improvement | Completed | Installation / Repair - Commercial - -install new 20amp circuit for new kitchen peninsula -kitchen wiring relocation - service is not affected as it is part of the basic loads . Counter receptacle required as per electrical code >BP: #208 Interior alterations to provide improvements for dwelling unit #208 in this existing multiple dwelling building. Scope of work: Kitchen and fireplace renovation OK for field review as per Nehzat J. Notes: - This building is sprinklered. DBI to determine on site if a separate sprinkler permit is required. Not required-no change DBI SE - Energy Upgrade: E2 - Appliances - Upgrade to an Energuide/Energy Star appliance ( fridge; dishwasher). | H.A.O Electric Ltd
NULL | NULL | 1485 W 6TH AVENUE #208, Vancouver, BC V6H 4G1 | Plumbing Permit | Commercial | Renovation - Dwelling Unit(s) only | Draft | Commercial - Remove and replace kitchen sink only | NULL
EP-2022-08403 | 2022-10-07 | 1515 W 2ND AVENUE #424, Vancouver, BC V6J 5C5 | Electrical Permit | Commercial | Tenant Improvement | Completed | Installation / Repair - Commercial - Wire and install 2 receptacles inside the closet below the panel, and 2 receptacles in the office. Replace some old switches and receptacles for decora style. -Just fishing few receptacles in the walls. If work on this site could lead to ground disturbance (impacting soil) advise applicant to contact the Provincial Archaeology Branch at 250-953-3334 for a list of archaeological consultants, who when retained by the proponent, will apply on the proponent’s behalf for the necessary archaeological permits. In addition, please be advised that reports from an Archaeologist (Archaeological Overview Assessment (AOA) or Archaeological Impact Assessment (AIA) reports) and archaeological/heritage inspection permits from the First Nations may be necessary prior to the release of your City of Vancouver permits. | Houle Electric Limited
GP-2022-02822 | 2022-09-21 | 1298 W 6TH AVENUE, Vancouver, BC V6H 1A5 | Gas Permit | Residential | Tenant Improvement | Completed | Residential - replace damaged fireplace insert from insurance claim -residential, multi unit. Unit has a designated gas meter (less than 2lb and less than 409MBTUH) | A-1 Drainage Plumbing & Heating Limited
PP-2023-02250 | 2023-07-04 | 1280 W 6TH AVENUE, Vancouver, BC V6H 1A5 | Plumbing Permit | Residential | Renovation - Dwelling Unit(s) only | Completed | Residential - Renovation >BP: Interior alterations to renovate the bathroom on the upper in this existing dwelling unit on this site. | Modern Blue Mechanical Ltd
EP-2023-05363 | 2023-06-27 | 1280 W 6TH AVENUE, Vancouver, BC V6H 1A5 | Electrical Permit | Residential | Renovation - Dwelling Unit(s) only | Completed | Installation / Repair - Residential - Interior alterations to renovate the bathroom. - Remove baseboards and use existing circuit to run in floor heating. - Change existing lighting layout using existing circuit. - Move existing receptacles as per new design layout. >BP: Interior alterations to renovate the bathroom on the upper in this existing dwelling unit on this site. | RVS Electrical Ltd
MP-2023-01899 | 2023-10-24 | 2298 PINE STREET #6, Vancouver, BC V6J 5G4 | Mechanical Permit | NULL | NULL | Completed | NULL | Eco-Climate Mechanical Ltd
PP-2023-03818 | 2023-10-31 | 2298 PINE STREET #6, Vancouver, BC V6J 5G4 | Plumbing Permit | Commercial | Renovation | Issued | Commercial - UNIT #6 - Offset a 2" kitchen drain stack into adjacent wall; offset a 2" vent stack; relocate water lines to accommodate a kitchen sink and a fridge box; reconnect the upstairs powder room WC, vanity, and washer; reconnect upstairs master bath WC and vanity; cap off a fireplace gas line. >BP: #6 2298 Pine St Interior alterations to provide improvements to townhouse unit #6 in this multiple dwelling building on this site. | Flash Plumbing & Heating Ltd
EP-2023-09872 | 2023-11-24 | 2298 PINE STREET #6, Vancouver, BC V6J 5G4 | Electrical Permit | Commercial | Renovation - Dwelling Unit(s) only | Issued | Installation / Repair - Commercial - As per building plans -moving kitchen outlets. -adding lighting throughout kitchen area -main room lighting add -Plug relocation. -Heat pump: AC installation in back -Removed baseboard heat *MP-2023-01899: Completed (Heating and Cooling) -Mechanical permit has been completed for the installation of heat pump. Any future electrical work completed without an electrical permit will result in WWOP fees. >BP: #6 2298 Pine St Interior alterations to provide improvements to townhouse unit #6 in this multiple dwelling building on this site. OK for DTI per W.Wong | David Chifan
SP-2023-02139 | 2023-11-24 | 2298 PINE STREET #6, Vancouver, BC V6J 5G4 | Sprinkler Permit | Commercial | Renovation - Dwelling Unit(s) only | Issued | Commercial - relocate 3 sidewall pendants >BP: #6 2298 Pine St Interior alterations to provide improvements to townhouse unit #6 in this multiple dwelling building on this site. *****This application does not include any of the following: 1. Not more than 20 sprinklers (add, relocate, or remove), 2. hydraulic calculations, 3. change in occupancy and /or hazard classification, 4. warehouse storage arrangements, 5. mobile compact storage arrangements, 6. alternative solutions, 7. changes to the sprinkler system supply piping (e.g. valves, mains, cross-mains, branch-lines, etc.), or 8. flexible sprinkler pipe. | A R T Fire Protection Inc
GP-2022-02725 | 2022-09-10 | 866 W 6TH AVENUE, Vancouver, BC V5Z 1A6 | Gas Permit | Residential | New | Completed | Residential - Gas range re/re | Super Tech Appliances Installation Ltd
EP-2022-00461 | 2022-01-24 | 1540 W 2ND AVENUE #512, Vancouver, BC V6J 1H2 | Electrical Permit | Residential | Renovation | Completed | Installation / Repair - Residential - Interior alterations to provide improvements to this unit (512) in this existing mixed use building on this site. Scope of work: Relocate interior walls for bathroom expansion on upper floor. Bathroom and kitchen reno, re and re all appliances and fixtures. Re and re interior handrail. >BP: #512 Interior alterations to provide improvements to this unit (512) in this existing mixed use building on this site. Scope of work: Relocate interior walls for bathroom expansion on upper floor. Bathroom and Kitchen reno, re and re all appliances and fixtures. Re and re interior handrail. E2 - Appliances - Upgrade to an Energuide/Energy Star Appliance (Fridge & Dishwasher) | Hall Electrical Ltd
PP-2022-00346 | 2022-02-02 | 1540 W 2ND AVENUE #512, Vancouver, BC V6J 1H2 | Plumbing Permit | Commercial | Renovation | Completed | Commercial - SUITE #512 - Kitchen reno Move Kitchen sink, fridge and dishwasher Bathroom Reno Add basin total of 2 Move Laundry Install wall hung toilet #512 Interior alterations to provide improvements to this unit (512) in this existing mixed use building on this site. Scope of work: Relocate interior walls for bathroom expansion on upper floor. Bathroom and Kitchen reno, re and re all appliances and fixtures. Re and re interior handrail. | G2C Contracting Ltd
SP-2022-00194 | 2022-02-14 | 1540 W 2ND AVENUE #512, Vancouver, BC V6J 1H2 | Sprinkler Permit | Commercial | Renovation - Dwelling Unit(s) only | Completed | Commercial - ADD WASHER AND DRYER ROOM ON UPPER FLOOR, NEED SPRINKLER IN THIS ROOM >BP: #512 Interior alterations to provide improvements to this unit (512) in this existing mixed use building on this site. Scope of work: Relocate interior walls for bathroom expansion on upper floor. Bathroom and Kitchen reno, re and re all appliances and fixtures. Re and re interior handrail. E2 - Appliances - Upgrade to an Energuide/Energy Star Appliance (Fridge & Dishwasher) DBI to determine if peng required OK for field review as per Rosa Astorino Aug 30, 2021 | Spectrum Fire Protection Ltd
EP-2023-02703 | 2023-04-13 | 1483 W 7TH AVENUE #1201, Vancouver, BC V6H 4H6 | Electrical Permit | Commercial | Renovation | Completed | Installation / Repair - Commercial - Rough wire of a heat pump #1201 *MP-2023-00458 | RBM Electric Ltd
MP-2023-00458 | 2023-03-22 | 1483 W 7TH AVENUE #1201, Vancouver, BC V6H 4H6 | Mechanical Permit | NULL | NULL | Completed | NULL | David John Clarkson
MP-2023-00289 | 2023-03-03 | 1425 W 6TH AVENUE #606, Vancouver, BC V6H 4G5 | Mechanical Permit | NULL | NULL | Completed | NULL | Ashton Service Group/Ashton Mechanical Ltd.
EP-2023-04177 | 2023-05-24 | 1425 W 6TH AVENUE #606, Vancouver, BC V6H 4G5 | Electrical Permit | Commercial | Renovation - Dwelling Unit(s) only | Completed | Installation / Repair - Commercial - Adding circuit for heat pump MP-2023-00289: Issued >BP: Exterior and interior alterations to add a heat pump on the roof deck of dwelling unit #606 on the 6th floor of this multiple dwelling building on this site. OK for DB per S.Patterson L2 - HVAC - Install timers (up to 60 minute), or humidistat for washroom fan(s) Architectural Schedule B & Building Envelope Schedule D, Jason Hui, P.Eng. ; ph:778.319.3403 OK to process as DTI as per W. Wong June 24, 2022 | Douglas Millington o/a Moose Electric
PP-2023-01590 | 2023-05-05 | 1201 LAMEY'S MILL ROAD #1, Vancouver, BC V6H 3S8 | Plumbing Permit | Commercial | Addition | Completed | Commercial - Installing DCVA and RPBA | Lambert Plumbing & Heating
EP-2022-09769 | 2022-12-08 | 1201 LAMEY'S MILL ROAD #1, Vancouver, BC V6H 3S8 | Electrical Permit | Residential | Addition | Completed | Installation / Repair - Residential - Installation of Electric Vehicle Chargers | Mott Electric General Partnership
EP-2022-02310 | 2022-03-23 | 518 MOBERLY ROAD #909, Vancouver, BC V5Z 4G3 | Electrical Permit | Residential | Renovation - Dwelling Unit(s) only | Completed | Installation / Repair - Residential - Adding pot lights, undercabinet lighting Adjusting kitchen, bathroom and living room receptacle locations >BP: #909 - 9th Floor Interior alterations only to provide upgrades to the existing Suite at this existing residential dwelling unit on the 9th Floor (#909) at this existing multiple dwelling building. Scope of Work: remove/construct interior partition walls, doors, millwork, finishes, lighting and electrical work. Energy upgrade: E2 - Lighting - Install lighting dimmer, timers, and/or motion detectors on interior lights | BC Smart Homes Ltd
PP-2022-00998 | 2022-03-24 | 518 MOBERLY ROAD #909, Vancouver, BC V5Z 4G3 | Plumbing Permit | Residential | Renovation - Dwelling Unit(s) only | Completed | Residential - SUITE #509 - bathroom reno #909 - 9th Floor Interior alterations only to provide upgrades to the existing Suite at this existing residential dwelling unit on the 9th Floor (#909) at this existing multiple dwelling building. Scope of Work: remove/construct interior partition walls, doors, millwork, finishes, lighting and electrical work. | Hashtag Plumbing Inc
PP-2023-02447 | 2023-07-12 | 1869 SPYGLASS PLACE #117, Vancouver, BC V5Z 4K7 | Plumbing Permit | Commercial | Renovation | Completed | Commercial - UNIT #117 - kitchenette renovation for strata amenities room >BP: Interior alterations only to modify the layout of the existing Kitchen and to provide improvements including new chair storage, custom fireplace millwork, accordion partition, and new luxury vinyl plank flooring at this existing Common Amenities Room at this existing The Regatta Multiple Dwelling building. | Paton Plumbing Worx Inc
EP-2023-09278 | 2023-11-22 | 842 GREENCHAIN, Vancouver, BC V5Z 3Z6 | Electrical Permit | Residential | Renovation - Dwelling Unit(s) only | Completed | Installation / Repair - Residential - provide and install breaker, cable for heat pump removal of 5250 W of heat to allow for new heat pump load of 4296w. | TLX Electric Inc
GP-2023-04207 | 2023-12-28 | 1488 W 5TH AVENUE, Vancouver, BC V6H 4G3 | Gas Permit | Residential | Tenant Improvement | Cancelled | Residential - Remove and replace slide in gas range | Lew Plumbing And Heating Ltd
EP-2022-08653 | 2022-10-13 | 1318 W 6TH AVENUE #306, Vancouver, BC V6H 1A7 | Electrical Permit | Residential | Renovation | Completed | Installation / Repair - Residential - Single Bathroom renovation Install 3 pots LED backlit mirror New fan new cct for Heated towel rack Add new stat for existing bbh #307 - 3rd Floor Interior alterations to provide bathroom improvements to suite (#307) on the 3rd floor of this existing multiple dwelling building on this site. | Sound Electrical Ltd
EP-2023-03408 | 2023-04-20 | 1495 W 6TH AVENUE, Vancouver, BC V6H 4E9 | Electrical Permit | Commercial | Renovation | Completed | Installation / Repair - Commercial - Scope of work: replace existing meter base for BC Hydro service connection due to possible damage to meter jaws. Retain existing: 400A 120/208v panelboard, feeder cables, distribution transformer, and fused switch (125A at 600v). BC Hydro discovered a meter base with wire jumpers that did not have a meter installed, and it has been that way for almost 2 decades, the new spa owner has applied for an account and Hydro now requires it to be passed by the city before a meter is supplied. The installation is questionable and we may have to relocate the meter base to a new location depending on the inspectors advice. Hydro is leaving that up to the inspector. | Tower Electric Ltd
NULL | NULL | 1551 MARINER WALK #406, Vancouver, BC V6J 4X9 | Mechanical Permit | NULL | NULL | Draft | NULL | Centigrade Mechanical Ltd
MP-2022-00113 | 2022-08-19 | 1551 MARINER WALK #406, Vancouver, BC V6J 4X9 | Mechanical Permit | NULL | NULL | Completed | NULL | Centigrade Mechanical Ltd
NULL | NULL | 1551 MARINER WALK #406, Vancouver, BC V6J 4X9 | Mechanical Permit | NULL | NULL | Draft | NULL | NULL
SP-2022-00249 | 2022-02-24 | 1551 MARINER WALK #406, Vancouver, BC V6J 4X9 | Sprinkler Permit | Commercial | Renovation - Dwelling Unit(s) only | Completed | Commercial - #406 relocate 12 heads and replace them with new concealed heads as the are recalled Interior alterations to provide improvements to the kitchen and bathroom area of this existing dwelling unit (#406) on the 4th floor in this existing multiple dwelling building on site. Scope of work includes: 1) Replacing all plumbing fixtures in ensuite and bathroom. 2) Washer and dryer to be replaced with stacker. 3) Wall between kitchen oven and washer/dryer to be removed. 4) Electrical panel to be relocated. 5) Wall between walk in closet and bathroom to be removed. 6) New vinyl flooring throughout with floor heat mats. 7) All interior doors to be replaced with new doors. 8) New paint, millwork, and potlights throughout 9) New pendant light in dinning room. 10) Replace kitchen sink and cooktop. *****This application does not include any of the following: 1. Not more than 20 sprinklers (add, relocate, or remove), 2. hydraulic calculations, 3. change in occupancy and /or hazard classification, 4. warehouse storage arrangements, 5. mobile compact storage arrangements, 6. alternative solutions, 7. changes to the sprinkler system supply piping (e.g. valves, mains, cross-mains, branch-lines, etc.), or 8. flexible sprinkler pipe. | Alco Fire Protection Ltd
EP-2022-00405 | 2022-01-20 | 1551 MARINER WALK #406, Vancouver, BC V6J 4X9 | Electrical Permit | Residential | Renovation | Completed | Installation / Repair - Residential - Renovation of condo unit. Wiring for new kitchen, bathrooms, living and dining room. New LED lighting throughout unit. Relocation of electrical panel >BP: Interior alterations to provide improvements to the kitchen and bathroom area of this existing dwelling unit (#406) on the 4th floor in this existing multiple dwelling building on site. Scope of work includes: 1) Replacing all plumbing fixtures in ensuite and bathroom. 2) Washer and dryer to be replaced with stacker. 3) Wall between kitchen oven and washer/dryer to be removed. 4) Electrical panel to be relocated. 5) Wall between walk in closet and bathroom to be removed. 6) New vinyl flooring throughout with floor heat mats. 7) All interior doors to be replaced with new doors. 8) New paint, millwork, and potlights throughout 9) New pendant light in dinning room. 10) Replace kitchen sink and cooktop. OK For Field Review per Kim V -Oct 27/21 >>>>Amend: Sept. 16th -Requested load calculation attached Issued mechanical permit attached showing heat pump -MP-2022-00113 | Infield Electrical Systems Inc
NULL | NULL | 1551 MARINER WALK #406, Vancouver, BC V6J 4X9 | Electrical Permit | Commercial | Renovation | Withdrawn | Installation / Repair - Commercial - Renovation of existing unit. Includes new wiring of kitchen, bathrooms, living and dining rooms. New lighting throughout unit | Infield Electrical Systems Inc
PP-2022-00306 | 2022-01-31 | 1551 MARINER WALK #406, Vancouver, BC V6J 4X9 | Plumbing Permit | Commercial | Renovation | Completed | Commercial - SUITE #406 - A kitchen, laundry and two bathroom condo renovation. #406 Interior alterations to provide improvements to the kitchen and bathroom area of this existing dwelling unit (#406) on the 4th floor in this existing multiple dwelling building on site. Scope of work includes: 1) Replacing all plumbing fixtures in ensuite and bathroom. 2) Washer and dryer to be replaced with stacker. 3) Wall between kitchen oven and washer/dryer to be removed. 4) Electrical panel to be relocated. 5) Wall between walk in closet and bathroom to be removed. 6) New vinyl flooring throughout with floor heat mats. 7) All interior doors to be replaced with new doors. 8) New paint, millwork, and potlights throughout 9) New pendant light in dinning room. 10) Replace kitchen sink and cooktop | Pacific Peak to Peak Plumbing & Heating Ltd
PP-2022-00645 | 2022-02-24 | 2240 SPRUCE STREET, Vancouver, BC V6H 2P3 | Plumbing Permit | Commercial | Renovation - Dwelling Unit(s) only | Completed | Commercial - Complete reno 2 bath/ 1 kitchen Interior alterations to provide improvements for unit 2240 Spruce St in this existing multiple dwelling building on this mixed-use (commercial/residential) site. Scope of work include refacing of all materials such as flooring, cabinetry, countertops, fixtures. Re-arrangement of bathroom layouts. | Perfect Fit Plumbing & Heating Ltd
EP-2022-01549 | 2022-02-25 | 2240 SPRUCE STREET, Vancouver, BC V6H 2P3 | Electrical Permit | Residential | Renovation | Completed | Installation / Repair - Residential - Full home renovation upgrading panel size, amps to remain at 100 upgrades to 2 bathrooms, 2 bedrooms & kitchen, lights and plugs throughout electric hot water tank A/C Unit Interior alterations to provide improvements for unit 2240 Spruce St in this existing multiple dwelling building on this mixed-use (commercial/residential) site. Scope of work include refacing of all materials such as flooring, cabinetry, countertops, fixtures. Re-arrangement of bathroom layouts. | F & S Electrical Ltd
MP-2022-00089 | 2022-08-08 | 2240 SPRUCE STREET, Vancouver, BC V6H 2P3 | Mechanical Permit | NULL | NULL | Completed | NULL | All Season Solution Ltd
NULL | NULL | 2240 SPRUCE STREET, Vancouver, BC V6H 2P3 | Mechanical Permit | NULL | NULL | Withdrawn | NULL | All Season Solution Ltd
NULL | NULL | 2240 SPRUCE STREET, Vancouver, BC V6H 2P3 | Mechanical Permit | NULL | NULL | Withdrawn | NULL | All Season Solution Ltd
EP-2022-08103 | 2022-09-27 | 1570 W 7TH AVENUE, Vancouver, BC V6J 5M1 | Electrical Permit | Commercial | Renovation | Completed | Installation / Repair - Commercial - Install new receptacles and move light fixture to new location | Marcel Electric Inc
GP-2022-04117 | 2022-12-23 | 1450 W 6TH AVENUE #411, Vancouver, BC V6H 4H9 | Gas Permit | Commercial | Renovation | Issued | Commercial - Remove old gas range and connect new one | RAHELU PLUMBING & HEATING LTD.
EP-2022-08727 | 2022-10-20 | 2288 PINE STREET #1001, Vancouver, BC V6J 5G4 | Electrical Permit | Residential | Renovation | Completed | Installation / Repair - Residential - New lighing throughout, New plugs, new kitchen layout -New kitchen: upgrade plugs to 20amp, new wine fridge, new cook top *Permit Amendment Jun 27, 2023 -"AC unit" *MP-2022-00536: Issued (Cooling) >BP: To alter the interior only of the 10th floor (suite #1001) of this existing mixed-use building to remove and add interior walls and bulkheads, and to reinstate the enclosed balcony walls and doors between the kitchen and dining rooms, to match previously approved DE403141 and BU408742. Note: Greenhouse (sunroom) and canopy previously approved under DE403141 and related BU408742. No changes permitted nor proposed under this permit, as per condition of the strata approval letter. Fabric roof to remain. Revision #1. Revision value: $40,000; Previous Project Value: $300,000; New Project Value: $340,000; No change triggered to energy calculation Revised drawings to show revised and extended patio cover, revised solarium, revised washroom and ensuite layout while eliminating new powder room from scope. Previously called regeneration design studio renamed to WNDR Architure + Deisng inc. Sch B (Struct): Jeff Allester, P.Eng #13649, 604-228-0518, Allester Engineering Ltd. Sch A&B (Arch): Erik Peter Adriaan van der Putten, 778-836-7544, WNDR Architecture + Design Inc. Sch D: Mark W. Emanuel, P.Eng #14154, 604-872-1211, Spratt Emanuel Engineering Ltd. Permit to Practice #1003506 | Bravo Electric Ltd
MP-2022-00536 | 2022-11-08 | 2288 PINE STREET #1001, Vancouver, BC V6J 5G4 | Mechanical Permit | NULL | NULL | Completed | NULL | BNA Systems Inc and/or Kirkland Metal Shop Ltd
PP-2022-00988 | 2022-03-24 | 2288 PINE STREET #1001, Vancouver, BC V6J 5G4 | Plumbing Permit | Residential | Renovation | Completed | Residential - SUITE #1001 - Bathroom & kitchen renovation To alter the interior only of the 10th floor (suite #1001) of this existing mixed-use building to remove and add interior walls and bulkheads, and to reinstate the enclosed balcony walls and doors between the kitchen and dining rooms, to match previously approved DE403141 and BU408742. Amend: May 27, 2022 As per isnspectors request please add the following items to our plumbing permit under miscellaneous: - Laundry - Ice Maker - Combi Elec steam oven | Greywater Plumbing And Heating Inc
SP-2022-00952 | 2022-08-26 | 2288 PINE STREET #1001, Vancouver, BC V6J 5G4 | Sprinkler Permit | Residential | Renovation | Completed | Residential - Sprinkler alterations to the 10th floor (suite #1001) of this existing mixed-use building to suit the new interior layout. | Titan Fire Protection Ltd
PP-2022-04022 | 2022-11-10 | 2350 W 39TH AVENUE #402, Vancouver, BC V6M 1T9 | Plumbing Permit | Residential | Renovation | Completed | Residential - Replace fixtures | Aquaman Plumbing And Heating Ltd
EP-2022-05869 | 2022-07-13 | 2210 W 40TH AVENUE #203, Vancouver, BC V6M 1W6 | Electrical Permit | Residential | Renovation | Completed | Installation / Repair - Residential - Electrical supply for Mitsubishi Dsplit >BP: Exterior alterations to install a heat pump on the balcony of this Dwelling unit #203 on the 2nd floor of this existing multiple dwelling building. Schedule D & Schedule B Architectural/Structural - Yi Fan Shi P.Eng - 604-780-1316 Ok for DB per POD | Milani Electric Limited
EP-2023-08919 | 2023-10-20 | 2210 W 40TH AVENUE #203, Vancouver, BC V6M 1W6 | Electrical Permit | Residential | Renovation | Issued | Installation / Repair - Residential - Install of Hot water Electric Tank | Milani Electric Limited
GP-2023-03547 | 2023-11-15 | 2210 W 40TH AVENUE #203, Vancouver, BC V6M 1W6 | Gas Permit | Residential | Renovation | Issued | Residential - Disconnect & remove Gas Boiler & Gas hot Water Tank | Milani Plumbing Heating & Air Conditioning Ltd
EP-2023-03212 | 2023-04-14 | 2210 W 40TH AVENUE #303, Vancouver, BC V6M 1W6 | Electrical Permit | Residential | Renovation - Dwelling Unit(s) only | Issued | Installation / Repair - Residential - Bathroom: Install Floor Heat, LED mirrors, Vanity Receptacles. Kitchen: Install Undercabinet Lighting, 20A GFCI Counter Receps, Rework Appliance location. >>>Amend: April 24th -Change project value from $2,000 to $6,000 | TCA Industries Ltd
PP-2022-00391 | 2022-02-07 | 2210 W 40TH AVENUE #402, Vancouver, BC V6M 1W6 | Plumbing Permit | Residential | Renovation - Dwelling Unit(s) only | Completed | Residential - SUITE #402 - re & re fixtures | Terra Mechanical Ltd
EP-2023-05058 | 2023-06-20 | 5790 EAST BOULEVARD #306, Vancouver, BC V6M 4M4 | Electrical Permit | Residential | Renovation | Issued | Installation / Repair - Residential - -Removal of baseboard heat -Installation of heat pump *Heat Pump- MCA: 8.7A/ MOP (MFA): 15A ¦ Load calculation to comply with the installation. Manufacturer specs uploaded to applications tab for DEI review *An approved mechanical permit is required for the installation of air conditioning or heat pump unit at the time of installation before an electrical inspection will be performed | C H Electric Ltd
EP-2023-10377 | NULL | 5790 EAST BOULEVARD #404, Vancouver, BC V6M 4M4 | Electrical Permit | Commercial | Renovation | Applicant Revisions | Installation / Repair - Commercial - ¦ MURB- HP ¦ *MP-2023-02041: Issued (Heating and Cooling) ¦ electric supply for dsplit | Milani Electric Limited
MP-2023-02041 | 2023-11-16 | 5790 EAST BOULEVARD #404, Vancouver, BC V6M 4M4 | Mechanical Permit | NULL | NULL | Issued | NULL | Milani Plumbing Heating & Air Conditioning Ltd
PP-2023-01315 | 2023-04-17 | 8271 TUGBOAT PLACE, Vancouver, BC V6P 6R1 | Plumbing Permit | Residential | New | Completed | Residential - install 3/4" DCVA | Permanent Irrigation DBA: SUPREME SPRINKLERS INC.
GP-2023-01382 | 2023-04-28 | 8271 TUGBOAT PLACE, Vancouver, BC V6P 6R1 | Gas Permit | Residential | Renovation | Completed | Residential - Installing gas combination boiler | Reid Brothers Plumbing & Heating Ltd
PP-2023-01053 | 2023-03-27 | 8271 TUGBOAT PLACE, Vancouver, BC V6P 6R1 | Plumbing Permit | Residential | Renovation | Cancelled | Residential - Install backflow preventer on irrigation system. This application is made as a result of a Cross Connection Control inspection report. >Amend: March 29th -to remove the following clause from the work description: NOTE: Engineering Assurance letter will be submitted to the Plumbing Inspector on the site. Letter shall conform to the requirements of Vancouver Bulletin 2000-008-EL/P April 4-AMEND Withdraw application at request of owner. | Vancouver Backflow Testing Ltd
GP-2022-03989 | 2022-12-14 | 8241 TUGBOAT PLACE, Vancouver, BC V6P 6R1 | Gas Permit | Residential | Renovation | Completed | Residential - hot water tank replacement | Reid Brothers Plumbing & Heating Ltd
NULL | NULL | 8140 TIDEWATER PLACE, Vancouver, BC V6P 6R2 | Plumbing Permit | Residential | New | Withdrawn | Residential - Install a DCVA for the irrigation system | Advantech Mechanical Ltd
GP-2023-03277 | 2023-10-29 | 8140 TIDEWATER PLACE, Vancouver, BC V6P 6R2 | Gas Permit | Residential | Renovation | Issued | Residential - Replace a boiler | SUNFLOWER HOME SERVICE LTD
NULL | NULL | 8140 TIDEWATER PLACE, Vancouver, BC V6P 6R2 | Gas Permit | Residential | Renovation | Draft | Residential - replace a boiler | SUNFLOWER HOME SERVICE LTD
EP-2023-00154 | 2023-01-09 | 456 MOBERLY ROAD #913, Vancouver, BC V5Z 4L7 | Electrical Permit | Residential | Renovation | Completed | Installation / Repair - Residential - Rewiring for the kitchen ,bathroom receptacle and lights . >BP: Unit 913 - 9TH FLOOR Interior alterations to provide improvements to dwelling unit #913 on the 9th floor of this multiple dwelling building on this site. Okay for DTI processing by W. Wong November 18, 2022. | Gold Medal Electric Ltd
PP-2023-00229 | 2023-01-30 | 456 MOBERLY ROAD #913, Vancouver, BC V5Z 4L7 | Plumbing Permit | Commercial | Renovation | Completed | Commercial - Unit renovation replace plumbing fixtures >BP: Unit 913 - 9TH FLOOR Interior alterations to provide improvements to dwelling unit #913 on the 9th floor of this multiple dwelling building on this site. | Lui Kin Kei DBA Canden
EP-2023-09534 | 2023-11-07 | 754 MILLYARD, Vancouver, BC V5Z 4A1 | Electrical Permit | Residential | Renovation | Issued | Installation / Repair - Residential - Kitchen and bathroom re/re adding wall lights in master bedroom. No work in the fire seperation or structural work as per contractor. | F & S Electrical Ltd
PP-2023-03858 | 2023-11-06 | 754 MILLYARD, Vancouver, BC V5Z 4A1 | Plumbing Permit | Residential | Renovation | Issued | Residential - Install new shower with diverter, toilet, vanity sink with faucet, kitchen sink with faucet and laundry box for washing machine. NO BUILDING ALTERATIONS PROPOSED AS PER CONTRACTOR | Precise Plumbing & Heating Inc
PP-2022-01897 | 2022-06-06 | 5747 WEST BOULEVARD, Vancouver, BC V6M 3W8 | Plumbing Permit | Commercial | Tenant Improvement | Completed | Commercial - Installing drainage pipe, water pipe, toilets, basins, hand wash sinks etc with in suite >BP: Interior alterations to provide tenant improvements to a Health Care Office tenant in this unit 5747 West Boulevard on the ground floor of this existing mixed-use building. Scope of work includes: installing new electrical and plumbing fixture units and new partition walls. OK for field review as per Jamie Zhang, Sep.20/21 Notes: 1. Sprinkler Contractor: Five Star Sprinklers 2. Energy upgrade triggers: E2 - Lighting - Upgrade to incorporate Automatic Full OFF (per 9.4.1.1.(h) of ASHRAE 90.1-2016) >>July 21st -plumbing drawings uploaded | Pine Mechanical Ltd.
SP-2022-00817 | 2022-05-25 | 5747 WEST BOULEVARD, Vancouver, BC V6M 3W8 | Sprinkler Permit | Commercial | Renovation | Completed | Commercial - install new heads into ceilings Interior alterations to provide tenant improvements to a Health Care Office tenant in this unit 5747 West Boulevard on the ground floor of this existing mixed-use building. Scope of work includes: installing new electrical and plumbing fixture units and new partition walls. OK for field review as per Jamie Zhang, Sep.20/21 Notes: 1. Sprinkler Contractor: Five Star Sprinklers 2. Energy upgrade triggers: E2 - Lighting - Upgrade to incorporate Automatic Full OFF (per 9.4.1.1.(h) of ASHRAE 90.1-2016) *****This application does not include any of the following: 1. Not more than 20 sprinklers (add, relocate, or remove), 2. hydraulic calculations, 3. change in occupancy and /or hazard classification, 4. warehouse storage arrangements, 5. mobile compact storage arrangements, 6. alternative solutions, 7. changes to the sprinkler system supply piping (e.g. valves, mains, cross-mains, branch-lines, etc.), or 8. flexible sprinkler pipe. | Five Star Fire Protection Ltd
EP-2022-04293 | 2022-05-25 | 5747 WEST BOULEVARD, Vancouver, BC V6M 3W8 | Electrical Permit | Commercial | Renovation | Completed | Installation / Repair - Commercial - This is a health care facility, and we will be following Sec 24 of the CEC by using 12/2 iso and hospital grade receptacles – Scope of work: Lights, receptacles, data, telephone, sound system, sign connections new electrical panel and fire alarm device relocation >BP: Interior alterations to provide tenant improvements to a Health Care Office tenant in this unit 5747 West Boulevard on the ground floor of this existing mixed-use building. Scope of work includes: installing new electrical and plumbing fixture units and new partition walls. OK for field review as per Jamie Zhang, Sep.20/21 Notes: 1. Sprinkler Contractor: Five Star Sprinklers 2. Energy upgrade triggers: E2 - Lighting - Upgrade to incorporate Automatic Full OFF (per 9.4.1.1.(h) of ASHRAE 90.1-2016) | ECE Electric Ltd
EP-2023-00410 | 2023-01-19 | 6238 EAST BOULEVARD, Vancouver, BC V6M 3V7 | Electrical Permit | Commercial | Renovation | Completed | Installation / Repair - Commercial - change track lights on hallway to 2'*4' LED panel lights >BP: Interior alterations to this existing School – Arts or Self-Improvement use of this existing mixed-use building on site. Scope of work includes new T-bar ceiling and lighting. | Goodeal Electric Ltd
SP-2023-00143 | 2023-01-25 | 6238 EAST BOULEVARD, Vancouver, BC V6M 3V7 | Sprinkler Permit | Commercial | Tenant Improvement | Completed | Commercial - 1 New, 4 Relocates >BP: Interior alterations to this existing School – Arts or Self-Improvement use of this existing mixed-use building on site. Scope of work includes new T-bar ceiling and lighting. >*****This application does not include any of the following: 1. Not more than 20 sprinklers (add, relocate, or remove), 2. hydraulic calculations, 3. change in occupancy and /or hazard classification, 4. warehouse storage arrangements, 5. mobile compact storage arrangements, 6. alternative solutions, 7. changes to the sprinkler system supply piping (e.g. valves, mains, cross-mains, branch-lines, etc.), or 8. flexible sprinkler pipe. | Elite Sprinkler Systems Ltd
PP-2023-01435 | 2023-04-24 | 8160 TIDEWATER PLACE, Vancouver, BC V6P 6R2 | Plumbing Permit | Residential | Renovation | Cancelled | Residential - Backflow device inspection(was installed many years ago, permit was never issued, got asked for permit from random property inspection) | Big City Sprinklers
EP-2021-09530 | 2022-01-27 | 2052 W 41ST AVENUE, Vancouver, BC V6M 1Y8 | Electrical Permit | Commercial | Tenant Improvement | Completed | Installation / Repair - Commercial - Tenant Improvement - Upgrade distribution to 400amp. Install 4 tenant panels . Relocate existing power and fire alarm to suite new layout -scope of work for fire alarm: relocate existing devices -The description of work on the building permit is our scope of work. We usually refer to it as a tenant improvement, but it is just an interior alteration >>BP: #200 Interior alterations to demise the existing office space into 4 units and renovate the common washroom on the 2nd floor of this existing commercial building on this site. Architectural Schedule B provided by Anthony J Kloepfer ****Separate permit required for tenant improvement E2 - HVAC - Clean and balance all air systems >>>>> Amend: March 4th -lighting documents uploaded - see application documents tab >>>>Amend: July 7th -Remove: Upgrading of distribution to 400amp - Existing distribution to remain at 200amps - 4 tenant panels to remain in permit | High Point Electric Ltd
GP-2022-03874 | 2022-12-06 | 6869 CARNARVON STREET, Vancouver, BC V6N 4B7 | Gas Permit | Residential | Addition | Completed | Residential - Replace boiler | Aquaman Plumbing And Heating Ltd
GP-2022-03977 | 2022-12-13 | 6889 CARNARVON STREET, Vancouver, BC V6N 4B7 | Gas Permit | Residential | Tenant Improvement | Cancelled | Residential - install gas fireplace Jan 13/23-AMEND Please cancel this gas permit. Installation has been canceled. | Campbell Care Plumbing, Heating & Air Ltd.
GP-2023-02963 | 2023-10-06 | 6889 CARNARVON STREET, Vancouver, BC V6N 4B7 | Gas Permit | Residential | Tenant Improvement | Completed | Residential - install 2 new gas fireplaces | Campbell Care Plumbing, Heating & Air Ltd.
GP-2023-04084 | 2023-12-18 | 6889 CARNARVON STREET, Vancouver, BC V6N 4B7 | Gas Permit | Residential | Tenant Improvement | Completed | Residential - replace furnace | Campbell Care Plumbing, Heating & Air Ltd.
EP-2022-03389 | 2022-04-27 | 1490 PENNYFARTHING DRIVE #G02, Vancouver, BC V6J 4Z3 | Electrical Permit | Residential | Renovation | Completed | Installation / Repair - Residential - Miscellaneous electrical cleanup and connections to counter outlets and new island in kitchen. On first site visit, additional circuits pulled previously by other contractor were identified above the upper cabinets and in post by island location. Work to include: tidying and securing loose cables above cabinets, Securing and junctioning redundant cables for oven and power under new island, use available circuits for outlet required by code, Replace existing counter outlets with new cables pulled previously (only if #12 - 20 amp wire), suggest abandoning if 14/3, Verify any code deficiencies and correct if possible, Delete and make safe any wiring entering the electrical panel that is redundant/un-used. -No new lights to be installed, only inspection the wiring on pre- existing pot lights | Kato Electrical Inc
PP-2022-01391 | 2022-04-25 | 456 MOBERLY ROAD #316, Vancouver, BC V5Z 4L7 | Plumbing Permit | Residential | Renovation | Completed | Residential - Re and re kitchen and two bathrooms Fixtures in same location. #316 - 3rd floor Interior alterations to provide improvements to this existing dwelling unit on the 3rd floor (#316) in this existing multiple dwelling building on the site. Scope of work: remove/construct partition walls, doors, millwork, finishes, plumbing fixtures, ceiling work, lighting, electrical and plumbing work. | Vancouver City Plumbing Inc
EP-2022-03159 | 2022-04-20 | 456 MOBERLY ROAD #316, Vancouver, BC V5Z 4L7 | Electrical Permit | Residential | Renovation | Completed | Installation / Repair - Residential - the Unit is under a renovation. Electrical panel to be replaced. add a couple of circuits in the kitchen. relocate/replace some receptacles, lights, heaters and coax outlets etc. >BP: Interior alterations to provide improvements to this existing dwelling unit on the 3rd floor (#316) in this existing multiple dwelling building on the site. Scope of work: remove/construct partition walls, doors, millwork, finishes, plumbing fixtures, ceiling work, lighting, electrical and plumbing work. Non Sprinklered Building OK for Field Review per K. Vogt February 25, 2022 The following E-2 upgrades have been selected: E2 - Lighting - Install lighting dimmer, timers, and/or motion detectors on interior lights E2 - HVAC - Install timers (up to 60 minute), or humidistat for washroom fan(s) E2 - HVAC - Install properly supported ceiling fan Energy checklist is currently no longer required with your Building Permit (BP) application. Some supporting documents are still required at BP stage, specifically Envelope and HVAC, if applicable. Service Water Heating and Lighting supporting documents, if applicable, must be submitted with your related trades permits (e.g. electrical and plumbing). All energy upgrades will be checked during inspections stage. It is the applicant's responsibility to identify and note all required upgrades including energy upgrades on their BP drawings at BP stage. | Zuoyuan Liu
EP-2023-10866 | 2023-12-21 | 4320 YEW STREET, Vancouver, BC V6L 3C8 | Electrical Permit | Commercial | Tenant Improvement | Completed | Installation / Repair - Commercial - Wiring and Installing 40 Divvee Energy Management System to accommodate 14-50 Receptacle for Car Charger at parking stall 40 *Divvee System will attach to 40A Range Circuit and Cut power to Car Charger when Range is in Use. | AJ's Electrical Contractors LTD
EP-2022-05666 | 2022-07-06 | 2320 W 40TH AVENUE #405, Vancouver, BC V6M 4H6 | Electrical Permit | Residential | Renovation | Completed | Installation / Repair - Residential - SUITE #405 "Install (2) ceiling fans via wire mold" Assemble and install (2) ceiling fans and power supply via wire mold channel along ceiling. Install steel wire mold channel from wall access point to ceiling fan location, Run wiring from nearest adjacent 120v power source in living room and bedroom, Install wiring in wire mold and into recessed mount fan support box so that the fan housing sits flat against the ceiling and to ensure the wiring method meets code. | Kato Electrical Inc
EP-2022-08627 | 2022-10-12 | 672 LEG-IN-BOOT SQUARE, Vancouver, BC V5Z 4B4 | Electrical Permit | Commercial | Tenant Improvement | Completed | Installation / Repair - Commercial - Fire alarm device replacement, reuse existing wiring. Supply and install new annunciator panel, addressable heat/smoke detectors, addressable pull stations, bells. Note: This permit has been issued based on Bulletin 2018-004-BU/EL. | Action Electric Ltd
EP-2022-05031 | 2022-06-15 | 522 MOBERLY ROAD #701, Vancouver, BC V5Z 4G4 | Electrical Permit | Commercial | Renovation - Dwelling Unit(s) only | Completed | Installation / Repair - Commercial - Moving a bathroom switch and bedroom switch to accommodate a wider door for wheel chair access >BP: #701 - 7th Floor Interior alterations to renovate the bathrooms to this existing dwelling unit (#701) in this existing multiple dwelling building on site. Scope of work includes: remove a partition wall, remove/replace bathroom fixtures, remove and replace entry door to be wheelchair accessible, some electrical and plumbing work. | Solas Electric Ltd
PP-2022-02058 | 2022-06-14 | 522 MOBERLY ROAD #701, Vancouver, BC V5Z 4G4 | Plumbing Permit | Residential | Renovation | Completed | Residential - Redoing showers >BP: #701 - 7th Floor Interior alterations to renovate the bathrooms to this existing dwelling unit (#701) in this existing multiple dwelling building on site. Scope of work includes: remove a partition wall, remove/replace bathroom fixtures, remove and replace entry door to be wheelchair accessible, some electrical and plumbing work. | Radim Byrtus
SP-2023-00017 | 2023-01-06 | 2288 W 40TH AVENUE #1002, Vancouver, BC V6M 1W6 | Sprinkler Permit | Residential | Renovation - Dwelling Unit(s) only | Completed | Residential - 4 existing residential pendant sprinkler heads swapped for residential concealed heads. 1 head plugged off for millwork. #1002 Interior alterations to provide improvements to dwelling unit #1002 on the 10th floor of this existing multiple dwelling building on this site. *****This application does not include any of the following: 1. Not more than 20 sprinklers (add, relocate, or remove), 2. hydraulic calculations, 3. change in occupancy and /or hazard classification, 4. warehouse storage arrangements, 5. mobile compact storage arrangements, 6. alternative solutions, 7. changes to the sprinkler system supply piping (e.g. valves, mains, cross-mains, branch-lines, etc.), or 8. flexible sprinkler pipe. | Stuart Andrews
EP-2023-00755 | 2023-01-31 | 2288 W 40TH AVENUE #1002, Vancouver, BC V6M 1W6 | Electrical Permit | Residential | Renovation | Completed | Installation / Repair - Residential - UNIT #1002 - Remove and replace ceiling bathroom fans with new. Re-wire washer and dryer to new location. Remove and replace ceiling recessed fixtures throughout kitchen, den, ensuites and foyer. Existing wiring to be re-used. Remove and replace kitchen counter receptacles. (finishings only, existing wiring to remain) Remove and replace decorative light fixtures. >BP: #1002 Interior alterations to provide improvements to dwelling unit #1002 on the 10th floor of this existing multiple dwelling building on this site. | Luongo Electric Inc
PP-2023-00335 | 2023-02-01 | 2288 W 40TH AVENUE #1002, Vancouver, BC V6M 1W6 | Plumbing Permit | Commercial | Renovation | Completed | Commercial - Condo Renovation >BP: #1002 Interior alterations to provide improvements to dwelling unit #1002 on the 10th floor of this existing multiple dwelling building on this site. | Pacific Peak to Peak Plumbing & Heating Ltd
GP-2023-04151 | 2023-12-21 | 7125 BLENHEIM STREET, Vancouver, BC V6N 1S2 | Gas Permit | Residential | Renovation - Dwelling Unit(s) only | Issued | Residential - Installing gas boiler | Reid Brothers Plumbing & Heating Ltd
EP-2022-09014 | 2022-10-24 | 7129 BLENHEIM STREET, Vancouver, BC V6N 1S2 | Electrical Permit | Residential | Addition | Completed | Installation / Repair - Residential - New overhead 200amp service to be installed for barn. The private pole will be located on the northeast side of the property and the panel will be located in the barn which is located on the north side of the property. 7129 BLENHEIM ST | F & S Electrical Ltd
GP-2023-03140 | 2023-10-19 | 7350 BLENHEIM STREET, Vancouver, BC V6N 1S3 | Gas Permit | Residential | Renovation - Dwelling Unit(s) only | Completed | Residential - Installing gas boiler | Reid Brothers Plumbing & Heating Ltd
GP-2022-00198 | 2022-01-21 | 2728 W 45TH AVENUE, Vancouver, BC V6N 3L3 | Gas Permit | Residential | Renovation | Completed | Residential - dacor 30" gas range | Han Appliances & Refrigeration Ltd
GP-2023-02337 | 2023-08-09 | 7273 BALACLAVA STREET, Vancouver, BC V6N 1M7 | Gas Permit | Residential | Renovation | Issued | Residential - Re & Re Boiler | Milani Plumbing Heating & Air Conditioning Ltd
MP-2023-01357 | 2023-07-28 | 7273 BALACLAVA STREET, Vancouver, BC V6N 1M7 | Mechanical Permit | NULL | NULL | Completed | NULL | Milani Plumbing Heating & Air Conditioning Ltd
EP-2023-06789 | 2023-08-09 | 7273 BALACLAVA STREET, Vancouver, BC V6N 1M7 | Electrical Permit | Residential | Renovation | Completed | Installation / Repair - Residential - Electrical supply for Dsplit MP-2023-01357 | Milani Electric Limited
EP-2023-06687 | 2023-09-05 | 7275 BALACLAVA STREET, Vancouver, BC V6N 1M7 | Electrical Permit | Residential | Addition | Issued | Installation / Repair - Residential - ¦ 400A SERVICE UPGRADE ¦ -INCREASE from 200A to 400A -We would like to reduce the scope of work to only have a service upgrade and remove the generator *An approved mechanical permit is required for the installation of air conditioning or heat pump unit at the time of installation before an electrical inspection will be performed | Alpine Electric Ltd
PP-2022-00073 | 2022-01-13 | 1859 SPYGLASS PLACE #101, Vancouver, BC V5Z 4K6 | Plumbing Permit | Residential | Renovation - Dwelling Unit(s) only | Completed | Residential - Replacement tub,shower, dishwasher #101 Interior alteration and replacement of one exterior window and one exterior sliding door to improve residential unit #101 in the existing multiple dwelling building on this site. | Gill Plumbing & Heating Inc
EP-2022-00219 | 2022-01-13 | 1859 SPYGLASS PLACE #101, Vancouver, BC V5Z 4K6 | Electrical Permit | Residential | Renovation | Completed | Installation / Repair - Residential - Kitchen Renovation, new lighting and receptacles >BP: #101 Interior alteration and replacement of one exterior window and one exterior sliding door to improve residential unit #101 in the existing multiple dwelling building on this site. OK for field Review per Ian Mackie 8/17/2021 Work to include: - demolish and replace Kitchen, Gas Fireplace, Bathrooms, interior windows & casings - remove and replace exterior window and sliding patio door. -Updates to enclosed balcony insulation to convert to conditioned space. ********notes: Building Sprinklered, DBI to determine on site if Sprinkler Permit Required/Required as per DBI. Schedule A - Richard Kadulski - 604.689.1841 Schedule B - Architect - Frits A. Huckriede - 604.222.9691 Schedule B - Structural - Joe Klarich - 778.928.9721 Schedule D - Envelope - Frits A. Huckriede - 604.222.9691 Energy Upgrade - E2 - Lighting - Install lighting dimmer, timers, and/or motion detectors on interior lights Energy checklist is currently no longer required with your Building Permit (BP) application. Some supporting documents are still required at BP stage, specifically Envelope and HVAC, if applicable. Service Water Heating and Lighting supporting documents, if applicable, must be submitted with your related trades permits (e.g. electrical and plumbing). All energy upgrades will be checked during inspections stage. It is the applicant’s responsibility to identify and note all required upgrades including energy upgrades on their BP drawings at BP stage. | Torr Electric
SP-2022-01470 | 2022-09-13 | 518 W 14TH AVENUE #401, Vancouver, BC V5Z 4N5 | Sprinkler Permit | Residential | Renovation - Dwelling Unit(s) only | Completed | Residential - add heads to accommodate renovation. >BP: #401 - 4th floor Interior alterations to provide improvement to this existing dwelling unit on the 4th floor (#401) in this existing multiple dwelling use building on the site. Scope of work: remove partition walls to create open kitchen, construct new partition wall, door to enclose existing den. Ok for Field Review per K. Vogt - Apr 25/22 E2 - HVAC - Install timers (up to 60 minute), or humidistat for washroom fan(s) Energy checklist is currently no longer required with your Building Permit (BP) application. Some supporting documents are still required at BP stage, specifically Envelope and HVAC, if applicable. Service Water Heating and Lighting supporting documents, if applicable, must be submitted with your related trades permits (e.g. electrical and plumbing). All energy upgrades will be checked during inspections stage. It is the applicant’s responsibility to identify and note all required upgrades including energy upgrades on their BP drawings at BP stage. | Five Star Fire Protection Ltd
PP-2022-03229 | 2022-09-16 | 518 W 14TH AVENUE #401, Vancouver, BC V5Z 4N5 | Plumbing Permit | Commercial | Renovation - Dwelling Unit(s) only | Completed | Commercial - Replace kitchen sink drainage >BP: #401 - 4th floor Interior alterations to provide improvement to this existing dwelling unit on the 4th floor (#401) in this existing multiple dwelling use building on the site. Scope of work: remove partition walls to create open kitchen, construct new partition wall, door to enclose existing den. | Drips & Drains Plumbing and Heating Ltd
EP-2022-06957 | 2022-08-18 | 518 W 14TH AVENUE #401, Vancouver, BC V5Z 4N5 | Electrical Permit | Residential | Renovation - Dwelling Unit(s) only | Completed | Installation / Repair - Residential - Relocating branch circuits for lighting and general use receptacles. >BP: Interior alterations to provide improvement to this existing dwelling unit on the 4th floor (#401) in this existing multiple dwelling use building on the site. Scope of work: remove partition walls to create open kitchen, construct new partition wall, door to enclose existing den. Ok for Field Review per K. Vogt - Apr 25/22 E2 - HVAC - Install timers (up to 60 minute), or humidistat for washroom fan(s) Energy checklist is currently no longer required with your Building Permit (BP) application. Some supporting documents are still required at BP stage, specifically Envelope and HVAC, if applicable. Service Water Heating and Lighting supporting documents, if applicable, must be submitted with your related trades permits (e.g. electrical and plumbing). All energy upgrades will be checked during inspections stage. It is the applicant’s responsibility to identify and note all required upgrades including energy upgrades on their BP drawings at BP stage. | Kingston Electric Inc
PP-2023-01731 | 2023-05-17 | 2031 W 33RD AVENUE, Vancouver, BC V6M 1B6 | Plumbing Permit | Residential | Renovation | Completed | Residential - Changing location of kitchen sink and adding a icemaker box for the fridge. | Hiatt Plumbing & Heating Inc
EP-2023-02459 | 2023-03-28 | 2031 W 33RD AVENUE, Vancouver, BC V6M 1B6 | Electrical Permit | Residential | Renovation | Completed | Installation / Repair - Residential - install new Led slim fixture in Livingroom, relocate plug and add undercabinet lighting in family room, install new lighting and relocate plug in powder room, Installing new LED fixtures in kitchen, relocating: fridge plug, dishwasher power, microwave plug, replacing baseboard heater | AMK ELECTRICAL SERVICES LTD
EP-2023-03759 | 2023-06-01 | 5350 BALSAM STREET #104, Vancouver, BC V6M 4B4 | Electrical Permit | Residential | Renovation | Completed | Installation / Repair - Residential - Replacing fuses for main panel with breakers. Removing the internal hardware for the fused panel and replacing it with the (approved equipment) breaker panel hardware. | Malcolm Ali dba Fira Systems
EP-2023-00803 | 2023-02-01 | 2238 W 40TH AVENUE #102, Vancouver, BC V6M 1W6 | Electrical Permit | Residential | Tenant Improvement | Completed | Installation / Repair - Residential - install a new circuit from the panel to the new electric Cooktop | Prolux Electric Ltd
EP-2023-05013 | 2023-06-21 | 5790 EAST BOULEVARD #342, Vancouver, BC V6M 4M4 | Electrical Permit | Residential | Renovation | Issued | Installation / Repair - Residential - -Removal of baseboard heat -Installation of heat pump *Heat Pump- MCA: 29.1A/ MOP: 35A ¦ Load calculation to comply with the installation. Manufacturer specs uploaded to applications tab for DEI review *An approved mechanical permit is required for the installation of air conditioning or heat pump unit at the time of installation before an electrical inspection will be performed | C H Electric Ltd
EP-2023-05014 | 2023-06-20 | 5790 EAST BOULEVARD #338, Vancouver, BC V6M 4M4 | Electrical Permit | Residential | Renovation | Issued | Installation / Repair - Residential - -Removal of baseboard heat -Installation of heat pump *Heat Pump- MCA:16.5A/ MOP: 20A ¦ Load calculation to comply with the installation. Manufacturer specs uploaded to applications tab for DEI review *An approved mechanical permit is required for the installation of air conditioning or heat pump unit at the time of installation before an electrical inspection will be performed | C H Electric Ltd
EP-2023-04845 | 2023-06-07 | 2071 W 42ND AVENUE #203, Vancouver, BC V6M 2B4 | Electrical Permit | Residential | Renovation | Issued | Installation / Repair - Residential - Installation of heat pump *Voltage on load calculation 240V *An approved mechanical permit is required for the installation of air conditioning or heat pump unit at the time of installation before an electrical inspection will be performed | C H Electric Ltd
PP-2022-00558 | 2022-02-25 | 7226 BALACLAVA STREET, Vancouver, BC V6N 1M6 | Plumbing Permit | Residential | New | Issued | Residential - new sump 1 gravity 1 pumped To alter, add to this existing two-storey infill one-family dwelling building and provide three at grade surface parking spaces having vehicular access from Balaclava Street. - Per sequence of construction, proposed scope of work include: - new foundation and crawl space; - main floor structure will be retained; - replace second floor structure; - revise interior layouts on both floors; and - roof structure will be removed and reconstructed. | Vancouver Excavating and Contracting Ltd
PP-2022-02337 | 2022-07-07 | 7226 BALACLAVA STREET, Vancouver, BC V6N 1M6 | Plumbing Permit | Residential | New | Issued | Residential - new plumbing drainage & water To alter, add to this existing two-storey infill one-family dwelling building and provide three at grade surface parking spaces having vehicular access from Balaclava Street. - Per sequence of construction, proposed scope of work include: - new foundation and crawl space; - main floor structure will be retained; - replace second floor structure; - revise interior layouts on both floors; and - roof structure will be removed and reconstructed. | Terra Mechanical Ltd
GP-2022-01997 | 2022-07-06 | 7226 BALACLAVA STREET, Vancouver, BC V6N 1M6 | Gas Permit | Residential | New | Issued | Residential - Gas piping for on demand water heater & BBQ >BP: To alter, add to this existing two-storey infill one-family dwelling building and provide three at grade surface parking spaces having vehicular access from Balaclava Street. - Per sequence of construction, proposed scope of work include: - new foundation and crawl space; - main floor structure will be retained; - replace second floor structure; - revise interior layouts on both floors; and - roof structure will be removed and reconstructed. ******THIS PERMIT HAS BEEN ISSUED UNDER THE REQUIREMENTS OF VBBL 2019 AND REVIEWED DURING THE COVID-19 PANDEMIC CRISIS. ******** Rev. #1 - C. Fong - Sept. 28, 2021 - Change of contractor from Apollon Projects to Trillium Project Management Ltd. - Add on site contractor contact info. Rev. #2 - C. Fong - Dec 14, 2021 - Raise roof peak from 31.48' to 32.38'. - Exterior alterations to remove glazed sidelites and transom at front door and in mud room, south and east glazing of main floor living room changed from french door w/ sidelites and transom to 4-panel doors, kitchen window at north wall changed to three separate windows, remove kitchen west wall window and 2nd floor window on south elevation changed to inward french door w/ tempered glass guard at exterior. - Overhang at main floor east elevation increased by 2'. - Chimney wider and deeper to accommodate new stone cladding. - Front path altered to concrete on landscape & architectural site plan. - See related DP-2021-00777. >>>Amend: January 16th -Additional appliances 1 - Cooktop - 95,000 BTU 1 - Log lighter - 26,000 BTU 2 - Gas lanterns - 20,000 BTU each (40Kbtu total) 1 - Piping only 60' "future" patio heater - 100,000 BTU 2 - BBQ outlets - 75,000 BTU each (150Kbtu total) | Terra Mechanical Ltd
EP-2022-09419 | 2022-11-07 | 7226 BALACLAVA STREET, Vancouver, BC V6N 1M6 | Electrical Permit | Residential | Addition | Issued | Installation / Repair - Residential - rough/ finish wiring of single family dwelling To alter, add to this existing two-storey infill one-family dwelling building and provide three at grade surface parking spaces having vehicular access from Balaclava Street. - Per sequence of construction, proposed scope of work include: - new foundation and crawl space; - main floor structure will be retained; - replace second floor structure; - revise interior layouts on both floors; and - roof structure will be removed and reconstructed. | Cameron Thomas Burr
EP-2022-10705 | 2022-12-20 | 7226 BALACLAVA STREET, Vancouver, BC V6N 1M6 | Electrical Permit | Residential | New | Issued | Installation / Repair - Residential - Extra low voltage prewire only of single family dwelling >BP: To alter, add to this existing two-storey infill one-family dwelling building and provide three at grade surface parking spaces having vehicular access from Balaclava Street. - Per sequence of construction, proposed scope of work include: - new foundation and crawl space; - main floor structure will be retained; - replace second floor structure; - revise interior layouts on both floors; and - roof structure will be removed and reconstructed. | Cameron Thomas Burr
GP-2023-01469 | 2023-05-05 | 8268 TUGBOAT PLACE, Vancouver, BC V6P 6P8 | Gas Permit | Residential | Renovation - Dwelling Unit(s) only | Completed | Residential - Installing gas boiler. | Reid Brothers Plumbing & Heating Ltd
PP-2023-01691 | 2023-05-12 | 8298 TUGBOAT PLACE, Vancouver, BC V6P 6P9 | Plumbing Permit | Residential | Renovation | Completed | Residential - Install backflow assembly in garage on connection to irrigation system. This application is made as a result of a CoV Cross Connection Inspection report. CROSS CONNECTION LTR UPLOADED | Vancouver Backflow Testing Ltd
GP-2022-01705 | 2022-06-03 | 8308 TUGBOAT PLACE, Vancouver, BC V6P 6P9 | Gas Permit | Residential | Renovation - Dwelling Unit(s) only | Completed | Residential - We are installing a combination boiler | Reid Brothers Plumbing & Heating Ltd
EP-2023-05047 | 2023-06-07 | 5490 LARCH STREET, Vancouver, BC V6M 4C8 | Electrical Permit | Commercial | Renovation | Issued | Installation / Repair - Commercial - EMERGENCY - Maintenance replacement of fire alarm panel (control unit and annunciator). Note: The issuance of this permit is based on Bulletin 2018-004-BU/EL. | Fina Electrical Systems Ltd
GP-2022-03471 | 2022-11-08 | 5478 LARCH STREET, Vancouver, BC V6M 4C8 | Gas Permit | Residential | Tenant Improvement | Cancelled | Residential - replace gas fireplace Dec 8/22 -AMEND please cancel permit #GP-2022-03471, fireplace cannot be replaced installation canceled. | Campbell Care Plumbing, Heating & Air Ltd.
GP-2024-00066 | 2024-01-09 | 8338 TUGBOAT PLACE, Vancouver, BC V6P 6P9 | Gas Permit | Residential | Renovation | Issued | Residential - Installing tankless water heater | Reid Brothers Plumbing & Heating Ltd
PP-2023-01052 | 2023-03-27 | 8388 TUGBOAT PLACE, Vancouver, BC V6P 6P9 | Plumbing Permit | Residential | Renovation | Completed | Residential - Install new backflow preventer. This application is made as a result of a CoV Cross Connection Inspection report. March 29/2023-AMEND -to remove the following clause from the work description: NOTE: Engineering Assurance letter will be submitted to the Plumbing Inspector on the site. Letter shall conform to the requirements of Vancouver Bulletin 2000-008-EL/P March 27/2023-AMEND Please change the address: It should be 8388 Tugboart Place. Everything else is correct. | Vancouver Backflow Testing Ltd
GP-2022-02741 | 2022-09-13 | 8415 GILLNET PLACE, Vancouver, BC V6P 6P7 | Gas Permit | Residential | Addition | Completed | Residential - Gas insert fireplace installation | Vaglio Fireplace LTD
PP-2023-01572 | 2023-05-04 | 8333 GILLNET PLACE, Vancouver, BC V6P 6P7 | Plumbing Permit | Residential | New | Completed | Residential - Supply & Install 3/4" Double check valve on Irrigation water system | McKellar Plumbing & Heating Ltd
NULL | NULL | 666 LEG-IN-BOOT SQUARE #323, Vancouver, BC V5Z 4B3 | Plumbing Permit | Commercial | Renovation | Draft | Commercial - Laundry, kitchen sink, tub, bathroom sink | NULL
PP-2023-02718 | 2023-07-31 | 666 LEG-IN-BOOT SQUARE #323, Vancouver, BC V5Z 4B3 | Plumbing Permit | Commercial | Renovation - Dwelling Unit(s) only | Completed | Commercial - Water/drainage for laundry, bathtub and valve, re and re kitchen drain and water. Re and re basin drain and water. New Water to fridge. >BP: Interior alterations to renovate this dwelling unit #323 in this existing multiple dwelling building on this site. | Giuseppe Joey De Santo
EP-2023-07023 | 2023-08-03 | 666 LEG-IN-BOOT SQUARE #323, Vancouver, BC V5Z 4B3 | Electrical Permit | Residential | Renovation | Completed | Installation / Repair - Residential - Rewire kitchen; renovate 2 bathrooms; move washer/dryer; move main electrical panel. BP: Interior alterations to renovate this dwelling unit #323 in this existing multiple dwelling building on this site. | Giant Electric Ltd
GP-2022-00761 | 2022-03-11 | 8363 CHATEAU PLACE, Vancouver, BC V6P 6V6 | Gas Permit | Residential | Tenant Improvement | Completed | Residential - replace gas fireplace | Campbell Care Plumbing, Heating & Air Ltd.
MP-2023-01579 | 2023-08-28 | 3133 CAMBIE STREET #203, Vancouver, BC V5Z 4N2 | Mechanical Permit | NULL | NULL | Completed | NULL | Milani Plumbing Heating & Air Conditioning Ltd
EP-2023-07825 | 2023-09-29 | 3133 CAMBIE STREET #203, Vancouver, BC V5Z 4N2 | Electrical Permit | Residential | Renovation | Completed | Installation / Repair - Residential - Electrical supply for Dsplit MP-2023-01579 -Removing 20 amps of Baseboard load and replacing with 15 amps breaker for Dsplit install. -Strata Letter attached. -Manufacturer Specification attached. | Milani Electric Limited
MP-2022-00716 | 2022-12-15 | 3133 CAMBIE STREET #202, Vancouver, BC V5Z 4N2 | Mechanical Permit | NULL | NULL | Completed | NULL | Milani Electric Limited
EP-2022-10603 | 2022-12-20 | 3133 CAMBIE STREET #202, Vancouver, BC V5Z 4N2 | Electrical Permit | Residential | Renovation | Completed | Installation / Repair - Residential - Electrical supply for Dsplit related to MP-2022-00716 | Milani Electric Limited
PP-2023-02966 | 2023-08-22 | 518 MOBERLY ROAD #707, Vancouver, BC V5Z 4G3 | Plumbing Permit | Residential | Renovation | Completed | Residential - changing a bathtub into a shower **No Building alterations or Building work otherwise a BP will be required | Harry Dash Plumbing Ltd
PP-2023-02974 | NULL | 518 MOBERLY ROAD #707, Vancouver, BC V5Z 4G3 | Plumbing Permit | Residential | Renovation | Application Incomplete | Residential - Changing a bathtub to a shower | Harry Dash Plumbing Ltd
MP-2023-01308 | 2023-07-18 | 2825 ALDER STREET #301, Vancouver, BC V6H 2S6 | Mechanical Permit | NULL | NULL | Completed | NULL | CRONA MANAGEMENT INC
EP-2023-03465 | 2023-09-22 | 2825 ALDER STREET #301, Vancouver, BC V6H 2S6 | Electrical Permit | Residential | Addition | Completed | Installation / Repair - Residential - Bringing power to heat pump from panel board to balcony | CRONA MANAGEMENT INC.
MP-2023-01763 | 2023-09-28 | 2825 ALDER STREET #403, Vancouver, BC V6H 2S6 | Mechanical Permit | NULL | NULL | Completed | NULL | CRONA MANAGEMENT INC.
EP-2023-06464 | 2023-09-22 | 2825 ALDER STREET #403, Vancouver, BC V6H 2S6 | Electrical Permit | Residential | Addition | Completed | Installation / Repair - Residential - Heat pump power | CRONA MANAGEMENT INC.
GP-2024-00149 | 2024-01-18 | 3095 W 51ST AVENUE, Vancouver, BC V6N 3V6 | Gas Permit | Residential | Tenant Improvement | Issued | Residential - Replace existing Combi boiler with a new Combi boiler of the same make and model | Schmidt Bros Mechanical Ltd
GP-2023-03444 | 2023-11-07 | 2292 YEWBROOK PLACE, Vancouver, BC V6P 6K4 | Gas Permit | Residential | Renovation - Dwelling Unit(s) only | Issued | Residential - WATER HEATER RE/RE | Reliance Comfort Limited Partnership
GP-2023-03489 | 2023-11-10 | 2288 YEWBROOK PLACE, Vancouver, BC V6P 6K4 | Gas Permit | Residential | Renovation | Completed | Residential - Install one on-demand water heater | Reid Brothers Plumbing & Heating Ltd
GP-2023-03653 | 2023-11-21 | 2288 YEWBROOK PLACE, Vancouver, BC V6P 6K4 | Gas Permit | Residential | Renovation - Dwelling Unit(s) only | Completed | Residential - Installing two gas furnaces | Reid Brothers Plumbing & Heating Ltd
EP-2023-08111 | 2023-09-07 | 2228 YEWBROOK PLACE, Vancouver, BC V6P 6K4 | Electrical Permit | Commercial | Addition | Issued | Installation / Repair - Commercial - INSTALLATION OF SECURITY SYSTEM | ADT Security Services Canada Inc
GP-2023-03543 | 2023-11-16 | 2224 YEWBROOK PLACE, Vancouver, BC V6P 6K4 | Gas Permit | Residential | Renovation | Issued | Residential - 2 Fireplaces >BP: Exterior and interior alterations to provide improvements to townhouse unit 2224 Yewbrook Place at this existing multiple dwelling building on this site. Exterior work to infill the skylights. | Conor Whyte Plumbing And Heating Limited
PP-2023-04025 | 2023-11-16 | 2224 YEWBROOK PLACE, Vancouver, BC V6P 6K4 | Plumbing Permit | Commercial | Renovation - Dwelling Unit(s) only | Issued | Commercial - Full home renovation >BP: 2224 Yewbrook Place Exterior and interior alterations to provide improvements to townhouse unit 2224 Yewbrook Place at this existing multiple dwelling building on this site. Exterior work to infill the skylights. | Conor Whyte Plumbing And Heating Limited
EP-2023-10073 | 2023-11-17 | 2224 YEWBROOK PLACE, Vancouver, BC V6P 6K4 | Electrical Permit | Residential | Renovation | Issued | Installation / Repair - Residential - Renovation to Existing Townhome -New Kitchen layout, new lighting, relocating circuits as walls were removed. >BP: Exterior and interior alterations to provide improvements to townhouse unit 2224 Yewbrook Place at this existing multiple dwelling building on this site. Exterior work to infill the skylights. OK for DB per S.Sajjad OK for DTI per W. Wong September 25, 2023 | Shakeel Ikbal dba New Edge Electric
GP-2023-03711 | 2023-11-24 | 2224 YEWBROOK PLACE, Vancouver, BC V6P 6K4 | Gas Permit | Residential | Renovation | Issued | Residential - Installation of two gas fireplaces, venting and hook up only >BP: Exterior and interior alterations to provide improvements to townhouse unit 2224 Yewbrook Place at this existing multiple dwelling building on this site. Exterior work to infill the skylights. | Urban Fireplaces Ltd
EP-2022-10510 | 2022-12-14 | 2212 YEWBROOK PLACE, Vancouver, BC V6P 6K4 | Electrical Permit | Residential | Renovation | Completed | Installation / Repair - Residential - Kitchen Renovation / Panel Upgrade -Re in re kitchen, appliance locations. Replace existing 200 amp federal pioneer panel with New 200 amp Schneider panel 60/120. New Potlights and switch locations. Dec 20/22 AMEND Add service Dec 20/22 AMEND added grounding/bonding | Shakeel Ikbal dba New Edge Electric
PP-2022-04337 | 2022-12-12 | 2212 YEWBROOK PLACE, Vancouver, BC V6P 6K4 | Plumbing Permit | Residential | Renovation | Completed | Residential - bathroom and kitchen renovation **No Building alterations or Building work otherwise a BP will be required | Conor Whyte Plumbing And Heating Limited
EP-2022-07671 | NULL | 1869 SPYGLASS PLACE #305, Vancouver, BC V5Z 4K7 | Electrical Permit | Residential | Addition | Application Incomplete | Installation / Repair - Residential - Providing power to outdoor heat pump unit | CRONA MANAGEMENT INC
PP-2023-00955 | 2023-03-21 | 1869 SPYGLASS PLACE #417, Vancouver, BC V5Z 4K7 | Plumbing Permit | Residential | Renovation | Completed | Residential - Bathroom renovation. >BP: Interior alterations to convert a sunroom to floor area and remodeling of ensuite with new shower floor and wall tile and free standing tub at dwelling unit #417 on the 4th floor of this multiple dwelling building on this site. Note: Application is reviewed under VBBL 2019. | Oceanside Mechanical Ltd
EP-2023-02319 | 2023-03-23 | 1869 SPYGLASS PLACE #417, Vancouver, BC V5Z 4K7 | Electrical Permit | Residential | Renovation | Completed | Installation / Repair - Residential - Small Bathroom Reno - replace bath fan with new Panasonic Fan - add 3 pot lights in shower area & delete wall sconce - add GFCI protected plug for plug-in lighted mirror - run new cct from panel for floor heat >BP: Interior alterations to convert a sunroom to floor area and remodeling of ensuite with new shower floor and wall tile and free standing tub at dwelling unit #417 on the 4th floor of this multiple dwelling building on this site. Note: Application is reviewed under VBBL 2019. | New Moon Electric Ltd
EP-2023-08924 | 2023-10-18 | 4101 YEW STREET #213, Vancouver, BC V6L 3B7 | Electrical Permit | Residential | Renovation | Issued | Installation / Repair - Residential - New kitchen appliances, moving piped power to make it work with new kitchen layout. Adding potlights >BP: Interior alterations to provide improvements to dwelling unit #213 on the second floor of this multiple dwelling building on this site. OK for DTI per W.Wong | Elephant Electric Company
PP-2023-03513 | 2023-10-05 | 658 LEG-IN-BOOT SQUARE #245, Vancouver, BC V5Z 4B3 | Plumbing Permit | Residential | Renovation - Dwelling Unit(s) only | Issued | Residential - Installation for three fixture . PLEASE NOTE: Should the Fire Separation be breached the District Plumbing Inspector can request a Building Permit. | Advantage Home Service Ltd
PP-2023-04232 | 2024-01-08 | 1859 SPYGLASS PLACE #204, Vancouver, BC V5Z 4K6 | Plumbing Permit | Commercial | Tenant Improvement | Issued | Commercial - 2 bathrooms remodeling. kitchen sink relocation. >BP: #204 - 1859 Spyglass Place Interior alterations to provide improvements to dwelling unit #204 on the 2nd floor of this multiple dwelling building on this site. | Royal T Plumbing Heating and Gas Ltd
EP-2024-00253 | 2024-01-17 | 1859 SPYGLASS PLACE #204, Vancouver, BC V5Z 4K6 | Electrical Permit | Commercial | Renovation - Dwelling Unit(s) only | Issued | Installation / Repair - Commercial - Reno of condo - Installation receptacles, light switches and led pot lights and some low voltage wiring : Puck lights and led ribbon. >BP: #204 - 1859 Spyglass Place Interior alterations to provide improvements to dwelling unit #204 on the 2nd floor of this multiple dwelling building on this site. | David Stein
SP-2022-00530 | 2022-04-12 | 503 W 16TH AVENUE #301, Vancouver, BC V5Z 4N3 | Sprinkler Permit | Commercial | Renovation - Dwelling Unit(s) only | Completed | Commercial - add and relocate existing pendant heads to allow for new ceiling >BP: #301 Interior alterations to provide improvements to unit #301 in this existing multiple dwelling building on this site. Scope of work includes kitchen, bathroom, lighting, millwork, flooring, painting, electrical and plumbing. OK for field review as per D. Langevin March 3, 2022 DBI to determine onsite if Structural Engineer Needed. Energy Upgrade Selected: E2 - Lighting - Install lighting dimmer, timers, and/or motion detectors on interior lights | Bernin Fire Protection Ltd
PP-2022-01424 | 2022-04-28 | 503 W 16TH AVENUE #301, Vancouver, BC V5Z 4N3 | Plumbing Permit | Commercial | Renovation - Dwelling Unit(s) only | Completed | Commercial - SUITE #301 - renovate 2 bathrooms and kitchen #301 Interior alterations to provide improvements to unit #301 in this existing multiple dwelling building on this site. Scope of work includes kitchen, bathroom, lighting, millwork, flooring, painting, electrical and plumbing. | Conor Whyte Plumbing And Heating Limited
EP-2022-03911 | 2022-05-12 | 503 W 16TH AVENUE #301, Vancouver, BC V5Z 4N3 | Electrical Permit | Residential | Renovation - Dwelling Unit(s) only | Completed | Installation / Repair - Residential - - (56) 4" Slim -Demo and re wiring -Relocate washing machine, dryer, dishwasher fridge -Re wiring of kitchen, remove wires from wall and re feed under slab to be confirmed -Slab cut out by others and trench width will be decided by the amount of circuits needed in the island, install JB in the island -Re and re receptacle locations as needed - Install Nu Heat System >BP: #301 Interior alterations to provide improvements to unit #301 in this existing multiple dwelling building on this site. Scope of work includes kitchen, bathroom, lighting, millwork, flooring, painting, electrical and plumbing. OK for field review as per D. Langevin March 3, 2022 DBI to determine onsite if Structural Engineer Needed. Energy Upgrade Selected: E2 - Lighting - Install lighting dimmer, timers, and/or motion detectors on interior lights | TDR Electric Inc
EP-2023-06234 | 2023-07-25 | 1869 SPYGLASS PLACE #101, Vancouver, BC V5Z 4K7 | Electrical Permit | Commercial | Renovation | Completed | Installation / Repair - Commercial - Alterations to rec room kitchen and game area >BP: Interior alterations only to modify the layout of the existing Kitchen and to provide improvements including new chair storage, custom fireplace millwork, accordion partition, and new luxury vinyl plank flooring at this existing Common Amenities Room at this existing The Regatta Multiple Dwelling building. Ok for Field Review as per H. Chow, April 13th, 2023 | Norsemen Electric Company Incorporated
PP-2023-02249 | 2023-09-28 | 3003 CAMBIE STREET, Vancouver, BC V5Z 4N2 | Plumbing Permit | Commercial | Renovation | Completed | Commercial - To install two sinks and one shower June 26/2023-AMEND -add one shower >BP: Interior alterations to provide tenant improvements and change of use, (approximately 441.0 square feet), from Hair Salon to Health Enhancement Centre use in this existing mixed-use building on this site. | WESTBRIDGE PLUMBING & HEATING LTD
EP-2023-08550 | 2023-09-21 | 3003 CAMBIE STREET, Vancouver, BC V5Z 4N2 | Electrical Permit | Commercial | Renovation | Completed | Installation / Repair - Commercial - Check out existing building wiring, cover not use outlets, disconnect not use cable, no new lighting outlets add. >BP: Interior alterations to provide tenant improvements and change of use, (approximately 441.0 square feet), from Hair Salon to Health Enhancement Centre use in this existing mixed-use building on this site. related to DP-2023-00081 & DP-2023-00565 (MA) No translucent or opaque film, artwork, posters, shelving, display cases or similar elements are to be installed on or directly outside or inside of the approved glazing frontages and windows so that the interior of the premises is visible at all times from the sidewalk | Jeff Electric Ltd
GP-2022-02684 | 2022-09-09 | 719 W 15TH AVENUE #201, Vancouver, BC V5Z 1R6 | Gas Permit | Residential | Renovation | Completed | Residential - SUITE #201 - delete existing gas fireplace (piping only) Cap gas line and vent >BP: #201- 2nd floor Interior alterations to renovate this existing dwelling unit #201 on the 2nd floor of this existing Multiple Dwelling building on this site. | BD Plumbing
PP-2022-03330 | 2022-09-21 | 719 W 15TH AVENUE #201, Vancouver, BC V5Z 1R6 | Plumbing Permit | Residential | Renovation | Completed | Residential - re and re tub faucet, diverter, shower head Tub in place >BP: #201- 2nd floor Interior alterations to renovate this existing dwelling unit #201 on the 2nd floor of this existing Multiple Dwelling building on this site. >>>Amend: Sept. 23rd -Add 1 tub/shower rough in | BD Plumbing
EP-2022-07977 | 2022-09-22 | 719 W 15TH AVENUE #201, Vancouver, BC V5Z 1R6 | Electrical Permit | Residential | Renovation | Completed | Installation / Repair - Residential - add a plug in the living room. move a light switch for the den currently on the outside to the inside. move a living room light over a few feet. move a light switch over on a wall. move a washroom GFCI outlet. move a washroom light junction box over. >BP: #201- 2nd floor Interior alterations to renovate this existing dwelling unit #201 on the 2nd floor of this existing Multiple Dwelling building on this site. E2 - HVAC - Remove fireplace (wood or gas) | Kato Electrical Inc
NULL | NULL | 617 STAMP'S LANDING, Vancouver, BC V5Z 3Z1 | Mechanical Permit | NULL | NULL | Draft | NULL | ARCON HEATING AND AIR CONDITIONING
EP-2022-01298 | 2022-02-18 | 610 STAMP'S LANDING, Vancouver, BC V5Z 3Z1 | Electrical Permit | Commercial | Addition | Completed | Installation / Repair - Commercial - Option 1 as per BULLETIN 2018-004-BU/EL. Voluntary replacement of an existing Edwards 6616 Fire Alarm Control Panel with Mircom FA-1000. The current system is obsolete and there are no longer parts available and the building would like a modern panel installed to replace the existing panel so that if there is any service(s) required into the future that there are parts available. The building owner would like to be proactive to keep the building safe for all of their occupants by performing this upgrade. All of the existing devices will remain in their current location and changed to ULC cross listed compatible devices, if required. All of the existing bells will remain in their current locations. There will be no changes to the existing wiring at the building within this panel only replacement. The panel is ran off of one 15A branch circuit from the house that will have its breaker painted red and to be locked off. There are no further line voltage electrical wiring occurring due to this upgrade. A full third party verification will be completed to CAN/ULC-S537-13 to meet the requirements of the VBBL and the above mentioned bulletin. ULC monitoring will be in place at this location by the end of the fire alarm upgrade. Note: This permit has been issued based on Bulletin 2018-004-BU/EL. | PROVEN ENERGY ELECTRIC LTD
GP-2023-02403 | 2023-08-23 | 2888 BIRCH STREET #2, Vancouver, BC V6H 2T6 | Gas Permit | Residential | New | Issued | Residential - 1 BBQ new gas piping >BP: To alter the exterior and interior of this Municipally Designated Heritage 'B' multiple conversion dwelling (containing two dwelling units). Scope of work includes: new exterior door, minor interior improvements, and landscape alterations. | BD Plumbing
NULL | NULL | 2888 BIRCH STREET #2, Vancouver, BC V6H 2T6 | Mechanical Permit | NULL | NULL | Draft | NULL | BD Plumbing
EP-2023-01848 | 2023-03-07 | 2238 W 40TH AVENUE #802, Vancouver, BC V6M 1W6 | Electrical Permit | Commercial | Renovation | Completed | Installation / Repair - Commercial - Circuit to be partially fished through drop ceiling and walls. Add receptacle to on-suite washroom | ACS ELECTRICAL LTD
NULL | NULL | 2238 W 40TH AVENUE #801, Vancouver, BC V6M 1W6 | Plumbing Permit | Residential | Renovation | Draft | Residential - 1) tile removal and new install with a drain at shower stall 2) bathtub and diverter rough in and finishing 3) | Li-Go Plumbing Solutions Ltd
MP-2022-00540 | 2022-11-09 | 1869 SPYGLASS PLACE #406, Vancouver, BC V5Z 4K7 | Mechanical Permit | NULL | NULL | Completed | NULL | Ashton Service Group/Ashton Mechanical Ltd.
GP-2022-01185 | 2022-04-19 | 658 LEG-IN-BOOT SQUARE #244, Vancouver, BC V5Z 4B3 | Gas Permit | Residential | Renovation | Completed | Residential - New gas fireplace with vent & hook up | Fastgo System 2011 Inc DBA Fireplaces Unlimited
PP-2023-04409 | 2023-12-20 | 4101 YEW STREET #508, Vancouver, BC V6L 3B7 | Plumbing Permit | Commercial | Renovation - Dwelling Unit(s) only | Issued | Commercial - Apartment renovation. Re+rebathroom And new laundry >BP: #508 Interior alterations to provide improvements to dwelling unit #508 on the 5th floor of this multiple dwelling building on this site. | PG Precision Gas & Mechanical Inc
EP-2023-10702 | 2023-11-28 | 4101 YEW STREET #508, Vancouver, BC V6L 3B7 | Electrical Permit | Residential | Renovation | Issued | Installation / Repair - Residential - Installing new kitchen plugs, replacing electrical panel changing out area receptacles and installing pot lights >BP: Interior alterations to provide improvements to dwelling unit #508 on the 5th floor of this multiple dwelling building on this site. OK for DTI per W. Wong September 18, 2023 | FOS Electric Systems Ltd
EP-2023-02588 | 2023-03-27 | 5350 BALSAM STREET #403, Vancouver, BC V6M 4B4 | Electrical Permit | Commercial | Renovation - Dwelling Unit(s) only | Completed | Installation / Repair - Commercial - Kitchen electrical upgrades and repairs: 1) Install new circuit for under cabinet LED lighting and driver with switch control 2) Upgrade kitchen counter receptacles and circuits to 20 Amp and install GFCI adjacent to sink 3) Repair stove junction box and receptacle 4) Install new 15 Amp circuit for existing radiant heat thermostat control. 5) Upgrade wiring to fridge and microwave if needed 6) Install new kitchen light fixture. | Libertas Innovations Inc.
GP-2022-03197 | 2022-10-18 | 786 MILLBANK, Vancouver, BC V5Z 3Z3 | Gas Permit | Residential | Addition | Completed | Residential - Install new on demand gas fired hot water heater | DELCO MECHANICAL SYSTEMS LTD
NULL | NULL | 786 MILLBANK, Vancouver, BC V5Z 3Z3 | Gas Permit | Residential | Renovation | Draft | Residential - Install new gas fired on demand hot water heater | NULL
PP-2022-01912 | 2022-06-07 | 8183 TIDEWATER PLACE, Vancouver, BC V6P 6R3 | Plumbing Permit | Residential | Renovation | Completed | Residential - Plumbing rough-in and finish >BP: Interior alterations to provide improvements to this existing One Family Dwelling on this site. Scope of work includes: remove interior wall between kitchen and dining room to accommodate new open concept kitchen layout, extend closet on second floor to relocate laundry, new interior walls for two storage closets on the main floor, re&re main floor bathroom fixtures, remove sink in foyer, new millwork, lighting and flooring on main level. Letters of Assurance submitted by: Structural Schedule B, Richard Herfst, P.Eng, Struct Eng, 604-553-0524 Ok for field review per K.Vogt | Outpost Mechanical Ltd
NULL | NULL | 8183 TIDEWATER PLACE, Vancouver, BC V6P 6R3 | Mechanical Permit | NULL | NULL | Withdrawn | NULL | Metro Valley HVAC Ltd
GP-2022-04114 | 2022-12-23 | 8183 TIDEWATER PLACE, Vancouver, BC V6P 6R3 | Gas Permit | Residential | Renovation | Completed | Residential - INSTALL 2 GAS FIREPLACES THROUGH THE ROOF, CONNECT TO EXISTING GAS LINES >BP: Interior alterations to provide improvements to this existing One Family Dwelling on this site. Scope of work includes: remove interior wall between kitchen and dining room to accommodate new open concept kitchen layout, extend closet on second floor to relocate laundry, new interior walls for two storage closets on the main floor, re&re main floor bathroom fixtures, remove sink in foyer, new millwork, lighting and flooring on main level. | The LM Fireplace Warehouse Ltd.
EP-2022-08593 | 2022-10-13 | 8183 TIDEWATER PLACE, Vancouver, BC V6P 6R3 | Electrical Permit | Residential | Renovation | Completed | Installation / Repair - Residential - complete renovation Service upgrade 8183 Tidewater Pl Interior alterations to provide improvements to this existing One Family Dwelling on this site. Scope of work includes: remove interior wall between kitchen and dining room to accommodate new open concept kitchen layout, extend closet on second floor to relocate laundry, new interior walls for two storage closets on the main floor, re&re main floor bathroom fixtures, remove sink in foyer, new millwork, lighting and flooring on main level. | Dale Guenther
NULL | NULL | 8183 TIDEWATER PLACE, Vancouver, BC V6P 6R3 | Electrical Permit | Residential | Renovation | Draft | Installation / Repair - Residential - Complete renovation Service increase | Dale Guenther
GP-2022-01982 | 2022-07-04 | 8183 TIDEWATER PLACE, Vancouver, BC V6P 6R3 | Gas Permit | Residential | Renovation | Completed | Residential - rough-in gas piping to range >BP: Interior alterations to provide improvements to this existing One Family Dwelling on this site. Scope of work includes: remove interior wall between kitchen and dining room to accommodate new open concept kitchen layout, extend closet on second floor to relocate laundry, new interior walls for two storage closets on the main floor, re&re main floor bathroom fixtures, remove sink in foyer, new millwork, lighting and flooring on main level. | Outpost Mechanical Ltd
EP-2022-02812 | 2022-04-07 | 6081 WEST BOULEVARD, Vancouver, BC V6M 3X2 | Electrical Permit | Commercial | Tenant Improvement | Completed | Installation / Repair - Commercial - Tenant's Improvement for installation of new track lighting, washer and dryer receptacles, emergency and exit lighting, bath fans. >BP: 6081 West Boulevard Interior alterations and change of use from retail to beauty salon in this mixed use commercial residential building. Tenant: Yung Feng (Markus J Hair Salon) Schedule A & Schedule B - Architectural - Paul Chiu - 604.687.2334 (105) Schedule B - Electrical - K.S. (Gary) Jatana - 604.210.0021 Schedule B - Mechanical/Plumbing - Nehal H Patel 604.210.0021 Energy - E2 - Lighting - Upgrade to Local Control, Restricted to Manual ON, Partial Auto. ON (per 9.4.1.1.(a)(b)(c) of ASHRAE 90.1-2016) | Platinum Mechanical Systems Ltd
PP-2022-01014 | 2022-04-06 | 6081 WEST BOULEVARD, Vancouver, BC V6M 3X2 | Plumbing Permit | Commercial | Renovation | Completed | Commercial - add on plumbing fixture 6081 West Boulevard Interior alterations and change of use from retail to beauty salon in this mixed use commercial residential building. Tenant: Yung Feng (Markus J Hair Salon) | J&YMechanical Ltd
PP-2022-01908 | 2022-06-06 | 6099 WEST BOULEVARD, Vancouver, BC V6M 3X2 | Plumbing Permit | Commercial | Tenant Improvement | Completed | Commercial - Installation of backflow preventers. This permit is being applied for as a result of a city Cross Connection Inspection. | Vancouver Backflow Testing Ltd
EP-2022-06384 | 2022-09-14 | 2195 W 40TH AVENUE #201, Vancouver, BC V6M 1W4 | Electrical Permit | Commercial | Tenant Improvement | Completed | Installation / Repair - Commercial - No change to existing service. Electrical install for heat pump. BP not required. -reference: MP-2022-00192 | Moore And Russell Heating And Air Conditioning Ltd
MP-2022-00192 | 2022-09-07 | 2195 W 40TH AVENUE #201, Vancouver, BC V6M 1W4 | Mechanical Permit | NULL | NULL | Completed | NULL | Moore And Russell Heating And Air Conditioning Ltd
EP-2022-07454 | 2022-09-07 | 2195 W 40TH AVENUE #204, Vancouver, BC V6M 1W4 | Electrical Permit | Residential | Renovation | Cancelled | Installation / Repair - Residential - lv wiring - alarm, cable, speakers, lighitng >BP: Interior alterations to provide improvements to this existing three storey dwelling unit on the 2nd floor (#204 ) in this existing multiple dwelling building on this site. Scope of work: remove/construct partition walls for new layout including new stairs, new wood and tile flooring, upgrade kitchen cabinets, appliances, lighting, dimmers, changing wood burning fireplace to gas fireplace, plumbing fixtures and electrical, gas and plumbing work. REVISION #1: -Revised wall assembly per A2R3; p1,p2,p3,p4. -Revised proposed floor/RCP per plan A5R2, and A5R3. -Increase project value from $250,000.00 to $255,000.00 OK for Field Review per K. Vogt March 21, 2022 E2 - Lighting - Install energy efficient lighting fixtures Energy checklist is currently no longer required with your Building Permit (BP) application. Some supporting documents are still required at BP stage, specifically Envelope and HVAC, if applicable. Service Water Heating and Lighting supporting documents, if applicable, must be submitted with your related trades permits (e.g. electrical and plumbing). All energy upgrades will be checked during inspections stage. It is the applicant’s responsibility to identify and note all required upgrades including energy upgrades on their BP drawings at BP stage. | Premier Audio & Home Integration Inc
PP-2022-02844 | 2022-08-16 | 2195 W 40TH AVENUE #204, Vancouver, BC V6M 1W4 | Plumbing Permit | Residential | Renovation | Completed | Residential - full Reno of suite >BP: #204 - 2nd floor Interior alterations to provide improvements to this existing three storey dwelling unit on the 2nd floor (#204 ) in this existing multiple dwelling building on this site. Scope of work: remove/construct partition walls for new layout including new stairs, new wood and tile flooring, upgrade kitchen cabinets, appliances, lighting, dimmers, changing wood burning fireplace to gas fireplace, plumbing fixtures and electrical, gas and plumbing work. REVISION #1: -Revised wall assembly per A2R3; p1,p2,p3,p4. -Revised proposed floor/RCP per plan A5R2, and A5R3. -Increase project value from $250,000.00 to $255,000.00 OK for Field Review per K. Vogt March 21, 2022 E2 - Lighting - Install energy efficient lighting fixtures Energy checklist is currently no longer required with your Building Permit (BP) application. Some supporting documents are still required at BP stage, specifically Envelope and HVAC, if applicable. Service Water Heating and Lighting supporting documents, if applicable, must be submitted with your related trades permits (e.g. electrical and plumbing). All energy upgrades will be checked during inspections stage. It is the applicant’s responsibility to identify and note all required upgrades including energy upgrades on their BP drawings at BP stage. | Tundra Plumbing Ltd
EP-2022-07086 | 2022-08-23 | 2195 W 40TH AVENUE #204, Vancouver, BC V6M 1W4 | Electrical Permit | Commercial | Renovation - Dwelling Unit(s) only | Completed | Installation / Repair - Commercial - SUITE #204 - Rewire of complete suite. Low voltage Class2, relocate panel and update w/main breaker; lighting, power points, data/cable/audio visual, heated floors. >BP: #204 - 2nd floor Interior alterations to provide improvements to this existing three storey dwelling unit on the 2nd floor (#204 ) in this existing multiple dwelling building on this site. Scope of work: remove/construct partition walls for new layout including new stairs, new wood and tile flooring, upgrade kitchen cabinets, appliances, lighting, dimmers, changing wood burning fireplace to gas fireplace, plumbing fixtures and electrical, gas and plumbing work. AMEND: NOV 21/2022 Adjust service size from 150A to 125A and conductor size from 1/0 copper to 2/0 aluminum. >>>Amend: March 10th -Relocate pull station slightly by exit door to accommodate new wall; update heat detector and smoke detector. | ANS Electrical Installations Ltd
EP-2022-08685 | 2022-10-13 | 2195 W 40TH AVENUE #204, Vancouver, BC V6M 1W4 | Electrical Permit | Commercial | Renovation - Dwelling Unit(s) only | Completed | Installation / Repair - Commercial - SUITE #204 - lv wiring for data, speakers, tvs >BP: #204 - 2nd floor Interior alterations to provide improvements to this existing three storey dwelling unit on the 2nd floor (#204 ) in this existing multiple dwelling building on this site. Scope of work: remove/construct partition walls for new layout including new stairs, new wood and tile flooring, upgrade kitchen cabinets, appliances, lighting, dimmers, changing wood burning fireplace to gas fireplace, plumbing fixtures and electrical, gas and plumbing work. | Premier Audio & Home Integration Inc
GP-2023-02479 | 2023-08-24 | 2195 W 40TH AVENUE #204, Vancouver, BC V6M 1W4 | Gas Permit | Residential | Renovation | Completed | Residential - Replacement gas fireplace | Vancouver Gas Fireplaces Ltd
GP-2023-02483 | 2023-08-29 | 2195 W 40TH AVENUE #204, Vancouver, BC V6M 1W4 | Gas Permit | Commercial | New | Completed | Commercial - 1 Range new gas line from meter through parking garage up to unit 204. connect range gas line installed up to fireplace location, appliance installed by others. >BP: Interior alterations to provide improvements to this existing three storey dwelling unit on the 2nd floor (#204 ) in this existing multiple dwelling building on this site. Scope of work: remove/construct partition walls for new layout including new stairs, new wood and tile flooring, upgrade kitchen cabinets, appliances, lighting, dimmers, changing wood burning fireplace to gas fireplace, plumbing fixtures and electrical, gas and plumbing work. August 29, 2023 -Removed BBQ boxes from this permit per Vancouver Building By Law. | Tundra Plumbing Ltd
PP-2022-01767 | 2022-05-26 | 2195 W 40TH AVENUE #204, Vancouver, BC V6M 1W4 | Plumbing Permit | Commercial | Renovation | Cancelled | Commercial - kitchen and Bathroom renovation >BP: #204 - 2nd floor Interior alterations to provide improvements to this existing three storey dwelling unit on the 2nd floor (#204 ) in this existing multiple dwelling building on this site. Scope of work: remove/construct partition walls for new layout including new stairs, new wood and tile flooring, upgrade kitchen cabinets, appliances, lighting, dimmers, changing wood burning fireplace to gas fireplace, plumbing fixtures and electrical, gas and plumbing work. OK for Field Review per K. Vogt March 21, 2022 E2 - Lighting - Install energy efficient lighting fixtures Energy checklist is currently no longer required with your Building Permit (BP) application. Some supporting documents are still required at BP stage, specifically Envelope and HVAC, if applicable. Service Water Heating and Lighting supporting documents, if applicable, must be submitted with your related trades permits (e.g. electrical and plumbing). All energy upgrades will be checked during inspections stage. It is the applicant’s responsibility to identify and note all required upgrades including energy upgrades on their BP drawings at BP stage. | Tundra Plumbing Ltd
PP-2022-01576 | 2022-05-06 | 5769 YEW STREET, Vancouver, BC V6M 3Y5 | Plumbing Permit | Commercial | Addition | Completed | Commercial - DVCA Backflow Assembly Device | KC's Plumbing & Heating
EP-2023-11054 | 2023-12-11 | 1470 PENNYFARTHING DRIVE #4, Vancouver, BC V6J 4Y2 | Electrical Permit | Commercial | Renovation - Dwelling Unit(s) only | Issued | Installation / Repair - Commercial - Island outlets, kitchen pot lights, and move light switches for dining room, kitchen and living room lights. >BP: #4 - 1450 Pennyfarthing Drive Interior alterations to provide improvements to dwelling unit #4 -1450 Pennyfarthing Drive in this existing multiple dwelling building on this site. OK for DTI per W. Wong September 12, 2023 | A-Maximum & Sons Electrical And Contracting Co Ltd
NULL | NULL | 1470 PENNYFARTHING DRIVE #2, Vancouver, BC V6J 4Y2 | Mechanical Permit | NULL | NULL | Draft | NULL | NULL
EP-2023-00041 | 2023-02-09 | 1470 PENNYFARTHING DRIVE #1, Vancouver, BC V6J 4Y2 | Electrical Permit | Commercial | Renovation | Completed | Installation / Repair - Commercial - Install 1x 6.2kW (30a @208V 1Ø) charging station for the stall B217. Wiring Method: • From “Panel M”, located in the main electrical room, install ACWU along existing cable tray in parkade to stall B-217. • Install charging equipment on pillar located in stall B217. • Fire stop and seal all penetrations. In lieu of a load calculation, please find the EV ready study completed by prism engineering. The attached study shows that the building is well below peak electrical capacity. Bemister Electric can confirm that no building owned EV charging stations or infrastructure has been installed. | Bemister Electric Ltd.
PP-2023-01362 | 2023-04-19 | 1470 PENNYFARTHING DRIVE #108, Vancouver, BC V6J 4Y2 | Plumbing Permit | Residential | Renovation - Dwelling Unit(s) only | Completed | Residential - UNIT #108 - Adding backflow device for Temporary Dialysis Machine for patient WATER WORKS BY-LAW NO. 4848 Medical Equipment – Dialysis Equipment – For Multiple Dialysis Machines on One Dedicated Water Connection1 High RPBA | Mainland Plumbing & Heating
GP-2023-02394 | 2023-08-16 | 4154 VINE STREET, Vancouver, BC V6L 3B9 | Gas Permit | Residential | Renovation | Completed | Residential - hwt re&re | Ferenc Nagy
EP-2022-08287 | 2022-10-03 | 4172 VINE STREET, Vancouver, BC V6L 3B9 | Electrical Permit | Residential | Renovation | Completed | Installation / Repair - Residential - Rough-in for Back up Heat Only- No breaker to be installed If home owner wants to complete the install a load share device will be required Home has an existing MP-2022-00247 ** Amend 10/31/2022** Install dedicated circuit for Air Handler | Pacific Star Electric Inc
MP-2022-00247 | 2022-09-21 | 4172 VINE STREET, Vancouver, BC V6L 3B9 | Mechanical Permit | NULL | NULL | Completed | NULL | Thomson Industries Ltd
MP-2023-00603 | 2023-04-11 | 4127 VINE STREET, Vancouver, BC V6L 3C1 | Mechanical Permit | NULL | NULL | Completed | NULL | Milani Electric Limited
EP-2023-03068 | 2023-04-18 | 4127 VINE STREET, Vancouver, BC V6L 3C1 | Electrical Permit | Residential | Renovation | Completed | Installation / Repair - Residential - Electrical supply for Dsplit MP-2023-00603 | Milani Electric Limited
GP-2023-03980 | 2023-12-11 | 5422 YEW STREET, Vancouver, BC V6M 3X8 | Gas Permit | Residential | Renovation | Issued | Residential - Replace gas furnace | BNA Systems Inc and/or Kirkland Metal Shop Ltd
EP-2023-00860 | 2023-02-06 | 5885 YEW STREET #10, Vancouver, BC V6M 3Y5 | Electrical Permit | Commercial | Renovation - Dwelling Unit(s) only | Completed | Installation / Repair - Commercial - install power for the ac unit *MP-2022-00427 | David Stein
MP-2022-00427 | 2022-10-17 | 5885 YEW STREET #10, Vancouver, BC V6M 3Y5 | Mechanical Permit | NULL | NULL | Completed | NULL | Green Mountain Solutions Inc
GP-2023-03415 | NULL | 2880 W 33RD AVENUE #2, Vancouver, BC V6N 2G2 | Gas Permit | Residential | Renovation | Withdrawn | Residential - Installation of 1 gas fireplace - venting and hook up only | Urban Fireplaces Ltd
NULL | NULL | 2880 W 33RD AVENUE #2, Vancouver, BC V6N 2G2 | Gas Permit | Residential | Renovation | Draft | Residential - Installation of 1 gas fireplace - venting and hook up only | Urban Fireplaces Ltd
PP-2023-03530 | 2023-10-06 | 5885 YEW STREET #1, Vancouver, BC V6M 3Y5 | Plumbing Permit | Commercial | Renovation - Dwelling Unit(s) only | Completed | Commercial - Replace fixtures for bathtub x2, shower x1, lav basin x2, toilet x2, sink x1, washer x1 >BP: #1 Interior alterations to provide improvements to dwelling unit #1 at this existing multiple dwelling building on this site. | LIWANG PLUMBING & HEATING LTD
MP-2022-00376 | 2022-10-11 | 5885 YEW STREET #2, Vancouver, BC V6M 3Y5 | Mechanical Permit | NULL | NULL | Completed | NULL | Green Mountain Solutions Inc
EP-2023-00858 | 2023-02-02 | 5885 YEW STREET #2, Vancouver, BC V6M 3Y5 | Electrical Permit | Commercial | Renovation - Dwelling Unit(s) only | Completed | Installation / Repair - Commercial - wire for ac unit *MP-2022-00376 | David Stein
PP-2023-01070 | 2023-03-28 | 5885 YEW STREET #3, Vancouver, BC V6M 3Y5 | Plumbing Permit | Commercial | Renovation - Dwelling Unit(s) only | Issued | Commercial - UNIT #3 - 4TH FLOOR - Replace copper waterlines, replace bathtub and shower and install new fixtures in existing locations >DB: #3-5885 Yew St. - 4th floor Interior alterations to renovate this existing dwelling unit #3 on the 4th floor of this existing multiple dwelling building. The scope of work includes reconfiguring the kitchen, removing a non-load bearing wall at the foyer, and replacing finishes and fixtures. | Pennington Mechanical Ltd
EP-2023-02397 | 2023-03-24 | 5885 YEW STREET #3, Vancouver, BC V6M 3Y5 | Electrical Permit | Residential | Renovation | Issued | Installation / Repair - Residential - Renovation of 1 floor unit. New lighting, kitchen circuits, heat pump. >BP: #3-5885 Yew St. - 4th floor Interior alterations to renovate this existing dwelling unit #3 on the 4th floor of this existing multiple dwelling building. The scope of work includes reconfiguring the kitchen, removing a non-load bearing wall at the foyer, and replacing finishes and fixtures. OK to open DB for DTI, per K. Clark January 5, 2023 Amend: Mar 30, 2023 wrong contractor has been associated with this permit. This permit should be issued to: J R Greene Electric Ltd. IMBL 161109 | JRGreene Electric Ltd
MP-2023-00983 | 2023-06-02 | 5885 YEW STREET #3, Vancouver, BC V6M 3Y5 | Mechanical Permit | NULL | NULL | Issued | NULL | Can-Am Air Conditioning Ltd
MP-2023-00828 | 2023-05-11 | 2350 W 39TH AVENUE #PH1, Vancouver, BC V6M 1T9 | Mechanical Permit | NULL | NULL | Completed | NULL | Titanium HVAC Inc
EP-2023-04410 | 2023-06-01 | 2350 W 39TH AVENUE #PH1, Vancouver, BC V6M 1T9 | Electrical Permit | Commercial | Tenant Improvement | Completed | Installation / Repair - Commercial - #PH1 provide wiring for patio based heat pump. Source power from existing electric heating circuit by eliminating baseboard heaters and using circuit for heat pump (reference: MP-2023-00828: Completed) | Balsam Electric Ltd
GP-2022-02487 | 2022-08-22 | 8575 CAPTAIN'S COVE, Vancouver, BC V6P 6S1 | Gas Permit | Residential | Renovation | Completed | Residential - Replace boiler and hot water tank with new combi boiler . 2 pipe direct venting | Vector Home Services Inc
EP-2022-00384 | 2022-01-21 | 5411 WEST BOULEVARD, Vancouver, BC V6M 3W5 | Electrical Permit | Commercial | New | Completed | Installation / Repair - Commercial - Security Cameras and Alarm System 5411 West Boulevard - Ground level Interior alterations and change of use from beauty salon to new health care office tenant in this existing commercial use building. TENANT: Dr. Jimmy K M Loo Inc | Cititech Security & Sound Inc.
GP-2022-02083 | 2022-07-15 | 7353 YEW STREET, Vancouver, BC V6P 5W4 | Gas Permit | Residential | Renovation | Cancelled | Residential - New gas fireplace with vent & hook up | Fastgo System 2011 Inc DBA Fireplaces Unlimited
PP-2021-04194 | 2022-01-05 | 518 MOBERLY ROAD #513, Vancouver, BC V5Z 4G3 | Plumbing Permit | Residential | Renovation - Dwelling Unit(s) only | Completed | Residential - Installation of a freestanding tub, icemaker box for fridge, replacement of a bathtub with a shower, relocation of 2 shower valves, replace of 1-1/2” laundry standpipe with 2” There is an existing clothes washer in the unit that I need to alter the drain connection for #513 - 5th floor Interior alterations to provide improvements to unit #513 on the fifth floor of this existing multiple dwelling on the site. Scope of Work is to remove and reconfigure interior walls, kitchen & bathroom upgrades and plumbing & electrical work. | Python Plumbing Corporation
PP-2022-01198 | 2022-04-08 | 5777 WEST BOULEVARD, Vancouver, BC V6M 3W8 | Plumbing Permit | Commercial | Tenant Improvement | Completed | Commercial - Installing drains and water for 4 pedicure chairs. Adding a electric tank, washer, and 3 hand sinks Interior alterations to provide tenant improvements for a new Beauty and Wellness Centre tenant. Scope of work to include: 2 new sinks, pedicure chairs, re&re interior walls to expand facial room Tenant: Pure Essence Nails & Esthetics Salon >>AMEND: Nov 27th -add 2 inside BFP | MORPAC MECHANICAL LTD
GP-2022-02186 | 2022-07-26 | 4350 VALLEY DRIVE #8, Vancouver, BC V6L 3B5 | Gas Permit | Residential | Addition | Completed | Residential - re and re gas range | Christopher Sterling
GP-2023-00211 | 2023-01-18 | 4350 VALLEY DRIVE #8, Vancouver, BC V6L 3B5 | Gas Permit | Residential | Tenant Improvement | Completed | Residential - replace gas fireplace | Campbell Care Plumbing, Heating & Air Ltd.
EP-2021-09571 | 2022-03-04 | 4103 VINE STREET, Vancouver, BC V6L 3C1 | Electrical Permit | Residential | Addition | Completed | Installation / Repair - Residential - Install circuit for EV Charger | Superb Electric Limited
SP-2022-00345 | 2022-03-16 | 2189 W 42ND AVENUE #1004, Vancouver, BC V6M 2B7 | Sprinkler Permit | Commercial | Renovation - Dwelling Unit(s) only | Completed | Commercial - To move 15 sprinkler heads and add 3 sprinkler heads in a residential unit. | Sitka Fire Protection Inc
GP-2022-04122 | 2022-12-23 | 718 W 14TH AVENUE, Vancouver, BC V5Z 1P9 | Gas Permit | Residential | Renovation | Completed | Residential - Re&re Boiler | Milani Plumbing Heating & Air Conditioning Ltd
GP-2022-00465 | 2022-02-11 | 4023 VINE STREET, Vancouver, BC V6L 3C1 | Gas Permit | Residential | Renovation | Completed | Residential - Furnace re&re + HWT re&re | Ferenc Nagy
EP-2022-08270 | 2022-10-11 | 4023 VINE STREET, Vancouver, BC V6L 3C1 | Electrical Permit | Commercial | Addition | Completed | Installation / Repair - Commercial - Install a branch circuit for an EV Charger, and a DCC12 controller. | Superb Electric Limited
NULL | NULL | 4023 VINE STREET, Vancouver, BC V6L 3C1 | Electrical Permit | Commercial | NULL | Withdrawn | Annual / Operating - Install EV Charger Circuit | NULL
EP-2022-04125 | 2022-05-20 | 2264 W KING EDWARD AVENUE, Vancouver, BC V6L 3B8 | Electrical Permit | Residential | Addition | Completed | Installation / Repair - Residential - EV Charger Installation (7200W) and Replacement of Sub Panel. | Superb Electric Limited
PP-2023-01564 | 2023-05-03 | 1551 W 11TH AVENUE #208, Vancouver, BC V6J 2B5 | Plumbing Permit | Commercial | Renovation - Dwelling Unit(s) only | Completed | Commercial - UNIT #208 - 2ND FLOOR - plumbing for new Clothes washer, replacement of bathtub >BP: #208-2nd floor Interior alterations to renovate the unit #208 on the 2nd floor of this existing multiple dwelling building on this site. | Python Plumbing Corporation
EP-2023-03849 | 2023-05-03 | 1551 W 11TH AVENUE #208, Vancouver, BC V6J 2B5 | Electrical Permit | Residential | Renovation | Completed | Installation / Repair - Residential - Apartment renovation - add LED pot light fixtures, new kitchen lighting and receptacle layout, power for dryer, washer, replace receptacles and switches to new deco style. >BP: Interior alterations to renovate the unit #208 on the 2nd floor of this existing multiple dwelling building on this site. OK to process as DTI as per J. Zhang April 17, 2023 | Big Power Electric Ltd
PP-2022-03056 | 2022-09-09 | 1551 W 11TH AVENUE #310, Vancouver, BC V6J 2B5 | Plumbing Permit | Commercial | Renovation - Dwelling Unit(s) only | Completed | Commercial - SUITE #310 - Adding laundry Box | Vancouver City Plumbing Inc
PP-2023-03063 | 2023-09-01 | 1166 W 11TH AVENUE #204, Vancouver, BC V6H 1K3 | Plumbing Permit | Residential | Renovation | Completed | Residential - replacement of bathtub and shower valve >BP: #204 Interior alterations to provide improvements to dwelling unit #204 on the second floor of this multiple dwelling building on this site. | Suter Services Ltd
EP-2023-08501 | 2023-09-26 | 1166 W 11TH AVENUE #204, Vancouver, BC V6H 1K3 | Electrical Permit | Commercial | Renovation - Dwelling Unit(s) only | Completed | Installation / Repair - Commercial - Bring kitchen to updated code, appliances staying in the same location, Primary bathroom in floor heating and new fan -CF-2023-007221 >BP: #204 Interior alterations to provide improvements to dwelling unit #204 on the second floor of this multiple dwelling building on this site. OK for Field Review per W.Wong This building is NOT sprinklered. Energy Upgrades include L2 - HVAC - Install timers (up to 60 minute), or humidistat for washroom fan(s) | Solas Electric Ltd
PP-2023-00886 | 2023-03-15 | 1568 W 12TH AVENUE #11B, Vancouver, BC V6J 2E1 | Plumbing Permit | Residential | Renovation - Dwelling Unit(s) only | Completed | Residential - SUITE #11B - Im the new plumbing contractor taking over for the old company that was let go, they had completed the rough in inspections and I’m doing the finishing work >BP: #11B - To permit interior alterations to this Unit #11B on the Eleventh floor of this existing Multiple Dwelling building on this site. Scope of work: - Removing some non-load bearing walls, updating the bathrooms, new kitchen, plumbing fixtures and lighting, and new flooring. | STUART PLUMBING & HEATING LTD.
EP-2023-04593 | 2023-06-02 | 2628 ASH STREET #802, Vancouver, BC V5Z 4L2 | Electrical Permit | Commercial | Renovation | Completed | Installation / Repair - Commercial - #802 renovation job in apartment unit , adding 40 pot light; 5 outlets , smk detector in bedroom and hallway , 5 kitchen counter plug ; 5 internet outlet , one bathroom floor mat >BP: Interior alterations to renovate this existing dwelling unit #802 on the 8th floor of this existing multiple dwelling building (north towner) on this site. The scope of work includes to remove the enclosed balcony. REVISION#1: Added the Contractor, Vandot Home Services & Development Ltd. April 17, 2023 (EV) | Canpole Electric Ltd
EP-2023-05536 | 2023-07-06 | 1055 W 13TH AVENUE #303, Vancouver, BC V6H 1N1 | Electrical Permit | Residential | Renovation | Completed | Installation / Repair - Residential - Small kitchen renovation, move a couple receptacles, update lighting. Clean up any loose wiring under sink. | Reliable Electrical Contracting Ltd
EP-2022-06316 | 2022-07-27 | 1055 W 13TH AVENUE #303, Vancouver, BC V6H 1N1 | Electrical Permit | Residential | Renovation - Dwelling Unit(s) only | Completed | Installation / Repair - Residential - SUITE #303 - Add tv receptacle. remove and replace 1 receptacle. remove 1x pot light. | Reliable Electrical Contracting Ltd
EP-2023-09649 | 2023-11-07 | 832 W 15TH AVENUE, Vancouver, BC V5Z 1R7 | Electrical Permit | Residential | Renovation | Completed | Installation / Repair - Residential - Forty amps stove circuit rewiring. No building permit or any renovation happening in this house.There is no increase in the load of the building. We are relocating a stove only. | Wirechief Electric Ltd
EP-2022-09051 | 2022-10-25 | 500 W 10TH AVENUE #307, Vancouver, BC V5Z 4P1 | Electrical Permit | Residential | Renovation - Dwelling Unit(s) only | Completed | Installation / Repair - Residential - Upgrading kitchen plugs from 15amp to 20amp, Relocation of a few branch circuits, under cabinet lighting, replace old 100Amp panel to new breaker panel with a disconnect switch. | Expert Electric Ltd
EP-2022-03898 | 2022-05-11 | 1551 W 11TH AVENUE #109, Vancouver, BC V6J 2B5 | Electrical Permit | Residential | Addition | Completed | Installation / Repair - Residential - Moving a switch 3 m away >BP: Interior alterations to provide improvements to this dwelling unit #109 on the 1st floor in this existing multiple dwelling on site. Work to include: installing a double-wide pocket door in the bedroom This permit is to legalized the work that was done by the owner. No WWOP fees to charge. per Kim V - March 21/22 OK For Field Review per Scott Easby - March 4/22 Energy checklist is currently no longer required with your Building Permit (BP) application. Some supporting documents are still required at BP stage, specifically Envelope and HVAC, if applicable. Service Water Heating and Lighting supporting documents, if applicable, must be submitted with your related trades permits (e.g. electrical and plumbing). All energy upgrades will be checked during inspections stage. It is the applicant’s responsibility to identify and note all required upgrades including energy upgrades on their BP drawings at BP stage. | Rightway Electric Inc
GP-2022-03319 | 2022-10-27 | 1289 WOLFE AVENUE, Vancouver, BC V6H 4B5 | Gas Permit | Residential | Addition | Completed | Residential - Combi boiler, 3 zones. removal of old natural draft boiler, replace with high efficiency tankless COMBI boiler. Amend: Jan 9, 2023 address for this permit should be 1289 Wolfe Ave. | Truth Plumbing & HVAC Ltd
GP-2022-00739 | 2022-03-08 | 1287 WOLFE AVENUE, Vancouver, BC V6H 4B5 | Gas Permit | Residential | Tenant Improvement | Completed | Residential - Replace failed Navien on Demand with new Model. Upgrade 636 PVC chimney to 636 CPVC | A-1 Drainage Plumbing & Heating Limited
EP-2023-00379 | 2023-01-17 | 1445 MARPOLE AVENUE #318, Vancouver, BC V6H 1S5 | Electrical Permit | Residential | Renovation - Dwelling Unit(s) only | Completed | Installation / Repair - Residential - Electrical work for kitchen and bathroom upgrade. We will not be going into any walls or ceiling that are fire rated. There is no building permit as the work is only to facilitate a new kitchen, installation of a few ceiling lights mounted on the surface, installation of floor heat in a bathroom, and generally replacing all devices in the suite. | Root 3 Electric Ltd
PP-2023-00581 | 2023-02-21 | 1445 MARPOLE AVENUE #318, Vancouver, BC V6H 1S5 | Plumbing Permit | Residential | Renovation | Completed | Residential - Re and Re bath tub, Add new shower valve. Move kitchen sink emergency shut off valves and drain. | Trust It Plumbing Inc
GP-2023-01960 | 2023-06-29 | 2642 HEMLOCK STREET, Vancouver, BC V6H 2V5 | Gas Permit | Residential | Addition | Completed | Residential - re and re hwt | Christopher Sterling
EP-2022-04391 | 2022-05-26 | 1218 W 15TH AVENUE, Vancouver, BC V6H 1R8 | Electrical Permit | Residential | Tenant Improvement | Issued | Installation / Repair - Residential - Electrical install of heat pump. BP not required. No change to existing service. | Moore And Russell Heating And Air Conditioning Ltd
EP-2023-03786 | 2023-05-02 | 1445 MARPOLE AVENUE #414, Vancouver, BC V6H 1S5 | Electrical Permit | Residential | Renovation | Completed | Installation / Repair - Residential - Wire for kitchen appliances, receptacles, and switches. Move electrical panel to allow for new kitchen layout. >BP: Interior alterations to provide improvements for unit #414 in this existing multiple dwelling building. Scope of work: New kitchen layout, removal of closet and pantry. Relocation of electrical panel. OK for DTI as per Kirat Kang, March 30, 2023 | Clay Electric Ltd
PP-2023-01642 | 2023-05-10 | 1445 MARPOLE AVENUE #414, Vancouver, BC V6H 1S5 | Plumbing Permit | Residential | Renovation | Completed | Residential - install kitchen sink and faucet and dishwasher >BP: Interior alterations to provide improvements for unit #414 in this existing multiple dwelling building. Scope of work: New kitchen layout, removal of closet and pantry. Relocation of electrical panel. | Reactive Plumbing & Heating Ltd
PP-2022-04417 | 2022-12-13 | 1445 MARPOLE AVENUE #516, Vancouver, BC V6H 1S5 | Plumbing Permit | Residential | Renovation - Dwelling Unit(s) only | Completed | Residential - Kitchen renovation >BP: #516 - 5th floor Interior alterations to provide improvements to the kitchen in this existing dwelling unit on the 5th floor (#516) in this existing multiple dwelling building on this site. Scope of work: replacing cabinets, counters, appliances, new dropped ceiling with recessed lighting over kitchen and dinning area, electrical and plumbing work. | Costello and Co. Plumbing Inc
PP-2023-00110 | 2023-01-24 | 1445 MARPOLE AVENUE #619, Vancouver, BC V6H 1S5 | Plumbing Permit | Residential | Renovation - Dwelling Unit(s) only | Completed | Residential - Convert bathtub to shower | Costello and Co. Plumbing Inc
EP-2023-10255 | 2023-11-16 | 1445 MARPOLE AVENUE #604, Vancouver, BC V6H 1S5 | Electrical Permit | Commercial | Renovation - Dwelling Unit(s) only | Completed | Installation / Repair - Commercial - replace fuse panel with circuit breaker panel. Replace devices in unit . -No change to service. This is a 60 amp load center in an apartment suite. It is 208 volts single phase. | ELECTRICAL SAVVY CONTRACTING INC
EP-2022-07706 | NULL | 735 W 15TH AVENUE #209, Vancouver, BC V5Z 1R6 | Electrical Permit | Residential | Renovation | Withdrawn | Installation / Repair - Residential - new lighting throughout the unit. total of (21) pot lights - using drywall fire boxes installation of new bathroom fan | Cameron Thomas Burr
EP-2023-03930 | 2023-05-05 | 735 W 15TH AVENUE #307, Vancouver, BC V5Z 1R6 | Electrical Permit | Residential | Renovation | Completed | Installation / Repair - Residential - #307 lighting upgrade - Replace from single room cantered light to 4- 4” LED puck lights in two sleeping bedrooms, replace old lighting in living room with 4- 4”LED puck light. | ACTIVATE ELECTRIC
NULL | NULL | 735 W 15TH AVENUE #307, Vancouver, BC V5Z 1R6 | Electrical Permit | Residential | Renovation | Draft | Installation / Repair - Residential - Run wires to new puck lights | ACTIVATE ELECTRIC
PP-2022-00795 | 2022-03-09 | 1790 W 11TH AVENUE #102, Vancouver, BC V6J 2C3 | Plumbing Permit | Commercial | Renovation | Issued | Commercial - SUITE #102 - renovate 2 bathrooms and a kitchen #102 Interior alterations to provide improvements to dwelling unit #102 on the 1st floor of this multiple dwelling building on this site. | Conor Whyte Plumbing And Heating Limited
EP-2022-00989 | 2022-02-09 | 1790 W 11TH AVENUE #102, Vancouver, BC V6J 2C3 | Electrical Permit | Residential | Renovation | Completed | Installation / Repair - Residential - Pot Lights; Bedrooms - outlets, switches; Bathrooms- outlets, ceiling fans, underfloor heating; New kitchen- outlets, branch circuits; Replace 1x existing main-lug fused panel -1x 100A Main Lug 24/48-CCT Panel with door, appropriate circuit breakers, whole House Surge Protector. >BP: #102 Interior alterations to provide improvements to dwelling unit #102 on the 1st floor of this multiple dwelling building on this site. OK for Field Review per D.Langevin September 3, 2021 Schedule B - Structural - Shaozhe Guo P.Eng - 778.926.0525 E2 - Appliances - Upgrade to an Energuide/Energy Star appliance (fridge; dishwasher) Energy checklist is currently no longer required with your Building Permit (BP) application. Some supporting documents are still required at BP stage, specifically Envelope and HVAC, if applicable. Service Water Heating and Lighting supporting documents, if applicable, must be submitted with your related trades permits (e.g. electrical and plumbing). All energy upgrades will be checked during inspections stage. It is the applicant’s responsibility to identify and note all required upgrades including energy upgrades on their BP drawings at BP stage. | Kato Electrical Inc
PP-2023-01732 | 2023-05-16 | 2628 ASH STREET #1102, Vancouver, BC V5Z 4L2 | Plumbing Permit | Residential | Renovation - Dwelling Unit(s) only | Completed | Residential - UNIT #1102 - 11TH FLOOR - kitchen re and re as well as two bathroom re and re >BP: Unit 1102-11th Floor Interior alterations for kitchen and bathroom updates, new walls , doors, plumbing and electrical work for this existing dwelling unit on the 11TH Floor of this existing multiple dwelling building (NORTH TOWER) on this site. | West Coast Watershield Inc
EP-2023-04596 | 2023-06-01 | 2628 ASH STREET #1102, Vancouver, BC V5Z 4L2 | Electrical Permit | Commercial | Renovation | Completed | Installation / Repair - Commercial - #1102 Condo renovation. Relocation of plugs in the living room and kitchen circuits. New undercabinet LED strips and some new wafer style pot lights in the kitchen >BP: Unit 1102-11th Floor Interior alterations for kitchen and bathroom updates, new walls , doors, plumbing and electrical work for this existing dwelling unit on the 11TH Floor of this existing multiple dwelling building (NORTH TOWER) on this site. NOTE: DBI TO CHECK ON SITE FOR EXTERIOR ENVELOPE REQUIREMENTS | NORTHERN LIGHTS ELECTRIC LTD
NULL | NULL | 2628 ASH STREET #1102, Vancouver, BC V5Z 4L2 | Plumbing Permit | Residential | Renovation - Dwelling Unit(s) only | Draft | Residential - re and re kitchen and 2 bathrooms | West Coast Watershield Inc
PP-2022-00858 | 2022-03-18 | 2668 ASH STREET #605, Vancouver, BC V5Z 4K4 | Plumbing Permit | Commercial | Renovation | Completed | Commercial - Rough in new tub and shower valve and replace bathtub | AB-Tech Plumbing & Heating Ltd.
EP-2022-02771 | 2022-04-12 | 2668 ASH STREET #605, Vancouver, BC V5Z 4K4 | Electrical Permit | Residential | Renovation - Dwelling Unit(s) only | Completed | Installation / Repair - Residential - Replace lights and heaters. | SAAB ELECTRIC LTD
EP-2022-02545 | 2022-03-30 | 2668 ASH STREET #605, Vancouver, BC V5Z 4K4 | Electrical Permit | Residential | New | Completed | Installation / Repair - Residential - #605 Tv & Data wiring & completion | Repel Security Systems Ltd
PP-2022-00754 | 2022-03-04 | 1260 W 10TH AVENUE #204, Vancouver, BC V6H 1J3 | Plumbing Permit | Commercial | Renovation - Dwelling Unit(s) only | Completed | Commercial - SUITE #204 - we are replacing a tub, kitchen sink and basin | Rockridge Plumbing and Heating Inc
EP-2022-01174 | 2022-02-24 | 1260 W 10TH AVENUE #204, Vancouver, BC V6H 1J3 | Electrical Permit | Residential | Renovation | Completed | Installation / Repair - Residential - Pot light installation through out All new kitchen counter plugs Pig tail devices where required install smoke det Island wiring panel re and re floor heat provision -Panel change to accomodate- Arc fault circuits Pot lights installed in drop ceiling below firewall All connections aluminum to copper re spliced through out | Stapleton Electric Inc
PP-2022-03509 | 2022-10-03 | 1260 W 10TH AVENUE #208, Vancouver, BC V6H 1J3 | Plumbing Permit | Commercial | Renovation | Completed | Commercial - Replace shower #208 Interior alterations to provide improvements to dwelling unit #208 on the second floor of this multiple dwelling building on this site. E2 - HVAC - Install timers (up to 60 minute), or humidistat for washroom fan(s) | Trans Am Mechanical Ltd
EP-2022-07980 | 2022-09-27 | 1260 W 10TH AVENUE #208, Vancouver, BC V6H 1J3 | Electrical Permit | Residential | Renovation - Dwelling Unit(s) only | Completed | Installation / Repair - Residential - Bathroom renovation. install pot lights and replace bathroom fan >BP: #208 Interior alterations to provide improvements to dwelling unit #208 on the second floor of this multiple dwelling building on this site. E2 - HVAC - Install timers (up to 60 minute), or humidistat for washroom fan(s) | BT Electric Ltd
EP-2022-03816 | 2022-05-10 | 1260 W 10TH AVENUE #201, Vancouver, BC V6H 1J3 | Electrical Permit | Residential | Renovation - Dwelling Unit(s) only | Completed | Installation / Repair - Residential - one bedroom apartment renovation. 1. replace and move baseboard heater x 3 to up to the code. 2. adding the counter plugs x 2 in kitchen (original 15A split) to install gfci outlet 3. replace bathroom fan 4. adding two led 4" recessed light in bathroom 5. adding 6 kitchen undercabinet light 6. replacing all the fixtures including lights, switches, thermostats, and outlets. >BP: Interior alterations to this existing dwelling unit on the 2nd floor (#201) in this existing multiple dwelling building on this site. Scope of Work: remove two partition walls to create an open concept space between the kitchen and living room, upgrade appliances, new kitchen cabinets, finishes, lighting, electrical and plumbing work. *E2 - Appliances - Upgrade to an Energuide/Energy Star appliance (fridge; dishwasher) Structural Schedule B submitted by Ignasius Parlindungan, P.Eng., ph: 604-579-0110 Energy checklist is currently no longer required with your Building Permit (BP) application. Some supporting documents are still required at BP stage, specifically Envelope and HVAC, if applicable. Service Water Heating and Lighting supporting documents, if applicable, must be submitted with your related trades permits (e.g. electrical and plumbing). All energy upgrades will be checked during inspections stage. It is the applicant’s responsibility to identify and note all required upgrades including energy upgrades on their BP drawings at BP stage. | Dormit X Enterprises Ltd
PP-2022-01544 | 2022-05-11 | 1260 W 10TH AVENUE #201, Vancouver, BC V6H 1J3 | Plumbing Permit | Commercial | Renovation | Completed | Commercial - Plumbing: re&re project >#201 - 2nd floor Interior alterations to this existing dwelling unit on the 2nd floor (#201) in this existing multiple dwelling building on this site. Scope of Work: remove two partition walls to create an open concept space between the kitchen and living room, upgrade appliances, new kitchen cabinets, finishes, lighting, electrical and plumbing work. | Li-Go Plumbing Solutions Ltd
GP-2022-02424 | 2022-08-17 | 1737 W 16TH AVENUE, Vancouver, BC V6J 2L9 | Gas Permit | Residential | Renovation | Completed | Residential - RE AND RE GAS FIREPLACE TO E18E | BC Fireplace Service Inc
PP-2022-03395 | NULL | 2885 SPRUCE STREET #P9, Vancouver, BC V6H 2R4 | Plumbing Permit | Residential | Tenant Improvement | Application Incomplete | Residential - Remove and replace tile and drywall, remove and replace bathtub, move drain from center to left not be going through any walls floors or ceilings. A layer of concrete will be re-spread on the floor as fire suppression. | NULL
GP-2022-01455 | 2022-05-10 | 916 W 14TH AVENUE, Vancouver, BC V5Z 1R4 | Gas Permit | Residential | Renovation | Expired | Residential - hot water tank replacement | Reid Brothers Plumbing & Heating Ltd
EP-2023-03796 | 2023-05-26 | 1155 W 11TH AVENUE #105, Vancouver, BC V6H 1K4 | Electrical Permit | Residential | Renovation | Issued | Installation / Repair - Residential - added pot lights in living / kitchen, re-organized the appliances for new layout, and add puck lights under cabinets >BP: Interior alterations to renovate this unit #105 on the ground floor of this existing multiple dwelling building on this site. | Troico Home Solutions & Manufacturing Inc
PP-2023-01567 | 2023-05-23 | 1155 W 11TH AVENUE #105, Vancouver, BC V6H 1K4 | Plumbing Permit | Residential | Renovation | Completed | Residential - Kitchen sink >BP: Interior alterations to renovate this unit #105 on the ground floor of this existing multiple dwelling building on this site. | Vancity Plumbing & Heating Ltd
EP-2023-01751 | 2023-03-03 | 2668 ASH STREET #903, Vancouver, BC V5Z 4K4 | Electrical Permit | Commercial | Renovation | Completed | Installation / Repair - Commercial - 2 bathroom Reno’s. New kitchen cabinets. Adding puck lights. No work in structural walls. No work in fire separation. Just minor adjustments in non structural walls and non fire walls. | MD White Electrical Ltd
PP-2023-00502 | 2023-02-13 | 2668 ASH STREET #903, Vancouver, BC V5Z 4K4 | Plumbing Permit | Commercial | Renovation | Completed | Commercial - Two bathroom remodeling. All plumbing fixtures are re and re NOTE: Any structural alterations will require a building permit | GVA Plumbing & Heating Ltd
EP-2023-11245 | 2024-01-04 | 1235 W 15TH AVENUE #314, Vancouver, BC V6H 1S1 | Electrical Permit | Commercial | Renovation - Dwelling Unit(s) only | Issued | Installation / Repair - Commercial - Replace panel using existing feed, install new lighting >BP: Interior alterations to provide improvements to the two washrooms at dwelling unit #314 on the 3rd floor of this multiple dwelling building on this site. OK for DTI per W. Wong November 21, 2023 | Coast Mountain Electric Ltd
PP-2024-00110 | 2024-01-12 | 1235 W 15TH AVENUE #314, Vancouver, BC V6H 1S1 | Plumbing Permit | Residential | Renovation | Issued | Residential - Re and re tub and shower | Sharp Plumbing Ltd
NULL | NULL | 1235 W 15TH AVENUE #314, Vancouver, BC V6H 1S1 | Plumbing Permit | Residential | Renovation | Draft | Residential - Re and re tub and shower | Sharp Plumbing Ltd
PP-2023-02826 | 2023-08-10 | 1235 W 15TH AVENUE #304, Vancouver, BC V6H 1S1 | Plumbing Permit | Residential | Renovation - Dwelling Unit(s) only | Issued | Residential - UNIT #304 - Replace bathtub with shower PLEASE NOTE: Should any Structural work be done a Building Permit will be required. AMEND: AUG 14/2023 APPLICANT HAS BEEN CHANGED TO REFLECT COMPANY EMAIL. | Costello and Co. Plumbing Inc
PP-2022-00162 | 2022-01-20 | 1568 W 12TH AVENUE #5A, Vancouver, BC V6J 2E1 | Plumbing Permit | Residential | Renovation - Dwelling Unit(s) only | Completed | Residential - UNIT #5A - replace the bathtub | Advantage Home Service Ltd
GP-2022-01666 | 2022-06-02 | 1106 W 11TH AVENUE #103, Vancouver, BC V6H 1K3 | Gas Permit | Residential | Renovation | Completed | Residential - Gas insert fireplace installation | Vaglio Fireplace LTD
PP-2023-01137 | NULL | 1445 MARPOLE AVENUE #514, Vancouver, BC V6H 1S5 | Plumbing Permit | Residential | Renovation | Application Incomplete | Residential - 3 piece bathroom renovation | Pioneer Plumbing & Heating Inc
PP-2023-02783 | 2023-08-08 | 1445 MARPOLE AVENUE #514, Vancouver, BC V6H 1S5 | Plumbing Permit | Commercial | Renovation - Dwelling Unit(s) only | Completed | Commercial - UNIT #514 - 5TH FLOOR - Tub and shower valve installation PLEASENOTE: Should this work lead to Structural work a Building Permit will be required> | Boiler Boys Heating and Plumbing Inc
EP-2022-10754 | 2022-12-22 | 1616 W 13TH AVENUE #401, Vancouver, BC V6J 2G6 | Electrical Permit | Commercial | Renovation - Dwelling Unit(s) only | Completed | Installation / Repair - Commercial - additional wall being installed in living room. installation of (2) new plugs and (2) switches via bx through steel stud. (1) cat6 cable will be included. >BP: Interior alterations to provide residential improvements to construct two interior partition walls to create a third bedroom at unit 401 (4th floor) of this existing dwelling unit of this existing multiple dwelling building on this site. E2 - HVAC - Install timers (up to 60 minute), or humidistat for washroom fan(s) OK to process as DTI as per Marisa L. November 4, 2022 | Whitley Electric Ltd
EP-2023-10689 | 2023-11-29 | 2628 ASH STREET #404, Vancouver, BC V5Z 4L2 | Electrical Permit | Commercial | Renovation - Dwelling Unit(s) only | Completed | Installation / Repair - Commercial - A doorway is being removed, and the opening will be widened for another door. This requires the relocation, re-wiring for the washer, dryer, a switch, a light, and a regular receptacle. >BP: #404 Interior alterations to provide improvements to dwelling unit #404 on the 4th floor of this multiple dwelling building on this site. | Accura Electrical Systems Inc
PP-2022-00997 | 2022-05-20 | 1445 MARPOLE AVENUE #504, Vancouver, BC V6H 1S5 | Plumbing Permit | Residential | Renovation - Dwelling Unit(s) only | Completed | Residential - SUITE #504 - Re and re of bathroom and kitchen | Hashtag Plumbing Inc
EP-2022-05424 | 2022-06-29 | 1445 MARPOLE AVENUE #504, Vancouver, BC V6H 1S5 | Electrical Permit | Residential | Renovation | Issued | Installation / Repair - Residential - Renovation in a suite. Addition of lights and plugs. -Strata is aware, work involved is moving/rearranging existing lights and adding an appliance Bar Fridge | Torro Electric Ltd
EP-2022-00316 | 2022-01-20 | 655 W 13TH AVENUE #106, Vancouver, BC V5Z 1N8 | Electrical Permit | Residential | Renovation - Dwelling Unit(s) only | Completed | Installation / Repair - Residential - Bathroom and bedroom renovation. Relocation of electric lighting and heating. >BP: Interior alterations to provide improvements to this unit on the main floor (#106) in this existing multiple dwelling building on this site. E2 - Appliances - Upgrade to an Energuide/Energy Star appliance (fridge; dishwasher) OK For Field Review per Kim V - Sept 24/21 | K T L Electrical Ltd
PP-2022-00220 | 2022-01-25 | 655 W 13TH AVENUE #106, Vancouver, BC V5Z 1N8 | Plumbing Permit | Commercial | Renovation | Completed | Commercial - SUITE #106 - Renovation of a 3 piece bathroom #106 Interior alterations to provide improvements to this unit on the main floor (#106) in this existing multiple dwelling building on this site. | Upper Level Plumbing Ltd
PP-2023-02746 | 2023-08-14 | 2935 SPRUCE STREET #202, Vancouver, BC V6H 3N6 | Plumbing Permit | Residential | Renovation | Completed | Residential - New fixtures, valve, possibly some re piping. >BP: Interior alterations to renovate this existing dwelling unit #202 on the 2nd floor of this existing multiple dwelling building on this site. | Pacific Star Mechanical Ltd
EP-2023-06890 | 2023-07-28 | 2935 SPRUCE STREET #202, Vancouver, BC V6H 3N6 | Electrical Permit | Commercial | Renovation - Dwelling Unit(s) only | Completed | Installation / Repair - Commercial - Renovation work: Update devices and light fixtures. Add Light in the bedroom and living room. >BP: Interior alterations to renovate this existing dwelling unit #202 on the 2nd floor of this existing multiple dwelling building on this site. | Lucid Projects Inc
EP-2023-08280 | 2023-09-21 | 2935 SPRUCE STREET #203, Vancouver, BC V6H 3N6 | Electrical Permit | Commercial | Renovation - Dwelling Unit(s) only | Completed | Installation / Repair - Commercial - ¦ MURB: RENO ¦ Additional track lighting in the living room, add light fixture in the bedroom. Change all existing light fixtures and devices. >BP: Interior alterations to renovate this existing dwelling unit #203 on the 2nd floor of this existing multiple dwelling building on this site. OK to process as DTI as per J. Zhang August 25, 2023 | Lucid Projects Inc
PP-2023-03257 | 2023-09-14 | 2935 SPRUCE STREET #203, Vancouver, BC V6H 3N6 | Plumbing Permit | Commercial | Renovation | Completed | Commercial - Replace bathtub and valve and Replace Fixtures >BP: #203 - 2nd floor Interior alterations to renovate this existing dwelling unit #203 on the 2nd floor of this existing multiple dwelling building on this site. | Pacific Star Mechanical Ltd
PP-2022-00789 | 2022-03-08 | 2770 BURRARD STREET #108, Vancouver, BC V6J 3J8 | Plumbing Permit | Residential | Renovation | Completed | Residential - SUITE #108- Adding a fridge line and changing drain height on stack #108 Interior alterations to provide improvements to the existing dwelling unit on the 1st Floor (#108) in this existing multiple dwelling building. Scope of work includes: re-re plumbing fixture units, millwork in kitchen and bathroom, and remove non-loadbearing walls in kitchen. | Drips & Drains Plumbing and Heating Ltd
EP-2022-01840 | 2022-03-08 | 2770 BURRARD STREET #108, Vancouver, BC V6J 3J8 | Electrical Permit | Residential | Renovation | Completed | Installation / Repair - Residential - minor electrical - 8 x potslights - reconfigure minor branch ccts in kitchen -Old Kitchen removed - New Kitchen being installed - New 20amp counter plugs x 4 - New appliance ccts for: hood fan, wall oven, dishwasher. - Move cooktop over one stud space, refeed from main panel. >BP: Interior alterations to provide improvements to the existing dwelling unit on the 1st Floor (#108) in this existing multiple dwelling building. Scope of work includes: re-re plumbing fixture units, millwork in kitchen and bathroom, and remove non-loadbearing walls in kitchen. OK For Field Review per Kim V - Jan 14/22 Notes: - Energy Upgrade: E2 @L2 - Lighting Install energy efficient lighting fixtures - DBI to determine if they need a structural engineer for removing the wall in kitchen. | Sound Electrical Ltd
PP-2023-02631 | 2023-09-07 | 2770 BURRARD STREET #202, Vancouver, BC V6J 3J8 | Plumbing Permit | Commercial | Renovation - Dwelling Unit(s) only | Issued | Commercial - Removing and replacing of shower valve and relocation of same shower valve. Installation of laundry drainage and water supply for laundry. >BP: To alter the interior of this dwelling unit on the 2nd floor of this existing multiple dwelling building to renovate the bathroom and kitchen areas. Scope of work includes: Replacement of bathroom fixtures, raising closet header, and new drywall in the bathroom and kitchen. | Optima Plumbing and Heating Ltd
EP-2023-06093 | 2023-07-21 | 2770 BURRARD STREET #202, Vancouver, BC V6J 3J8 | Electrical Permit | Commercial | Renovation - Dwelling Unit(s) only | Completed | Installation / Repair - Commercial - New lighting in bathroom & bedroom, new power circuit for washing machine & ventless dryer | Andrew Azar
PP-2022-04394 | 2022-12-13 | 2770 BURRARD STREET #207, Vancouver, BC V6J 3J8 | Plumbing Permit | Commercial | Renovation | Completed | Commercial - UNIT #207 - 2ND FLOOR - Adding a laundry box >BP: #207 - 2nd floor Interior alteration to provide improvements to this unit (207) in this existing multiple dwelling unit on this site. Scope of work: Install washer and dryer. | BOUNDARY BAY MECHANICAL INC
EP-2022-10122 | 2022-12-12 | 2770 BURRARD STREET #207, Vancouver, BC V6J 3J8 | Electrical Permit | Residential | Renovation | Completed | Installation / Repair - Residential - UNIT# 207 removal of glass fuse panel, install of new breaker panel, install of new dryer and washer circuit, install of bath gfci cct #207 - 2nd floor Interior alteration to provide improvements to this unit (207) in this existing multiple dwelling unit on this site. Scope of work: Install washer and dryer. | Sound Electrical Ltd
EP-2022-07989 | 2022-09-22 | 655 W 13TH AVENUE #208, Vancouver, BC V5Z 1N8 | Electrical Permit | Residential | Renovation - Dwelling Unit(s) only | Issued | Installation / Repair - Residential - Kitchen update with same layout add puck lights, 6 pot lights in living room and 2 bathrooms. >BP: #208 - 2nd floor Interior alterations to provide improvement to this existing dwelling unit on the 2nd floor (#208) in this existing multiple dwelling building on the site. Scope of work: renovate kitchen and bathrooms; new drywall, new plumbing fixtures, flooring, cabinets, appliances, electrical and plumbing work. Ok for Field Review per K.Vogt; April 13, 2022 E2 - Lighting - Install lighting dimmer, timers, and/or motion detectors on interior lights Energy checklist is currently no longer required with your Building Permit (BP) application. Some supporting documents are still required at BP stage, specifically Envelope and HVAC, if applicable. Service Water Heating and Lighting supporting documents, if applicable, must be submitted with your related trades permits (e.g. electrical and plumbing). All energy upgrades will be checked during inspections stage. It is the applicant’s responsibility to identify and note all required upgrades including energy upgrades on their BP drawings at BP stage. | H.L. ELECTRICAL LTD
PP-2022-02810 | 2022-08-15 | 655 W 13TH AVENUE #208, Vancouver, BC V5Z 1N8 | Plumbing Permit | Residential | Renovation | Issued | Residential - Apartment renovation: not changing any existing water pipe line except for adding on adapters to poke out new stops for the all sinks and shower diverters. All drainage required to hookup new fixtures. >BP: #208 - 2nd floor Interior alterations to provide improvement to this existing dwelling unit on the 2nd floor (#208) in this existing multiple dwelling building on the site. Scope of work: renovate kitchen and bathrooms; new drywall, new plumbing fixtures, flooring, cabinets, appliances, electrical and plumbing work. | BKS Mechanical Ltd
EP-2023-09963 | 2023-11-21 | 3113 MONTCALM STREET, Vancouver, BC V6H 3X1 | Electrical Permit | Residential | Renovation | Issued | Installation / Repair - Residential - New kitchen wiring Minor lighting alteration/relocation Possible relocation of electrical panel -The main electrical service would not be affected if the electrical panel were to relocate. Electrical meters for all units are located in main floor electrical room. This units electrical panel is in my opinion, is located in a non compliant location in regards to access. Homeowners may require/request electrical inspector evaluation, >BP: Interior alterations to renovate the kitchen on the main floor of this existing Multiple Dwelling building on this site. OK to process as DTI as per J. Zhang October 5, 2023 | Infield Electrical Systems Inc
NULL | NULL | 3113 MONTCALM STREET, Vancouver, BC V6H 3X1 | Electrical Permit | Commercial | Renovation | Withdrawn | Installation / Repair - Commercial - Wiring of new kitchen Minor lighting changes Possible relocation of electrical panel | Infield Electrical Systems Inc
PP-2023-03869 | 2023-11-02 | 3113 MONTCALM STREET, Vancouver, BC V6H 3X1 | Plumbing Permit | Commercial | Renovation | Issued | Commercial - Kitchen Renovation. Off set existing drain stack and stub out new kitchen Drain line. and rough in water lines ready for sink and dishwasher >BP: Interior alterations to renovate the kitchen on the main floor of this existing Multiple Dwelling building on this site. | Vancouver City Plumbing Inc
GP-2022-03708 | 2022-11-24 | 955 W 15TH AVENUE, Vancouver, BC V5Z 1S1 | Gas Permit | Residential | Renovation | Completed | Residential - replacing gas range with gas cook top >BP: Interior alterations to remove a non-loadbearing wall in the kitchen on the main floor of this dwelling (955 W 15th Ave) in this existing two family dwelling on this site. | Forsberg Plumbing and Heating Ltd
EP-2022-03143 | 2022-05-09 | 955 W 15TH AVENUE, Vancouver, BC V5Z 1S1 | Electrical Permit | Residential | Renovation | Completed | Installation / Repair - Residential - Kitchen Reno, fixture swaps through out, 1 TV plug in the living room >BP: Interior alterations to remove a non-loadbearing wall in the kitchen on the main floor of this dwelling (955 W 15th Ave) in this existing two family dwelling on this site. Schedule B provided by Nick Schweers | Christopher Michael Newman
PP-2022-01945 | 2022-06-08 | 955 W 15TH AVENUE, Vancouver, BC V5Z 1S1 | Plumbing Permit | Residential | Renovation | Completed | Residential - replacement of 2 bath tubs and 1 shower base. add 1 bar sink in kitchen >BP: Interior alterations to remove a non-loadbearing wall in the kitchen on the main floor of this dwelling (955 W 15th Ave) in this existing two family dwelling on this site. Schedule B provided by Nick Schweers ** Amend 11/25/2022** add 1 more sink on the first floor of the house in the kitchen | Forsberg Plumbing and Heating Ltd
PP-2022-04217 | 2022-11-23 | 1066 W 13TH AVENUE #105, Vancouver, BC V6H 1N2 | Plumbing Permit | Residential | Renovation | Completed | Residential - -Slightly alter kitchen sink rough-in -Add an ice-maker box -Add a clothes washer box -Install a dishwasher #105 Interior alterations to provide improvements to dwelling unit #105 on the ground floor of this multiple dwelling building on this site. | Link Plumbing & Heating Ltd
EP-2022-09305 | 2022-11-02 | 1066 W 13TH AVENUE #105, Vancouver, BC V6H 1N2 | Electrical Permit | Commercial | Renovation | Completed | Installation / Repair - Commercial - SUITE #105 - Small kitchen reno: Relocate circuits to accommodate opening in wall dividing kitchen & dining area. Add circuit for 120V 20A washer/dryer combo >BP: #105 Interior alterations to provide improvements to dwelling unit #105 on the ground floor of this multiple dwelling building on this site. | SEAN CHYSYK O/A HYCREST ELECTRICAL
EP-2022-00977 | 2022-02-10 | 1066 W 13TH AVENUE #204, Vancouver, BC V6H 1N2 | Electrical Permit | Residential | Renovation | Completed | Installation / Repair - Residential - Complete pigtailing and label breakers -pigtailing devices, fittings, and fixtures (no changes to wiring) | Mott Electric General Partnership
MP-2022-00095 | 2022-08-11 | 1788 W 13TH AVENUE #900, Vancouver, BC V6J 2H1 | Mechanical Permit | NULL | NULL | Completed | NULL | Moore And Russell Heating And Air Conditioning Ltd
GP-2023-03284 | 2023-10-30 | 1766 W 15TH AVENUE, Vancouver, BC V6J 2K8 | Gas Permit | Residential | Renovation | Issued | Residential - Replace gas furnace | BNA Systems Inc and/or Kirkland Metal Shop Ltd
EP-2023-05817 | 2023-07-11 | 969 W 10TH AVENUE #101, Vancouver, BC V5Z 1L9 | Electrical Permit | Commercial | Renovation - Dwelling Unit(s) only | Issued | Installation / Repair - Commercial - Repair water damaged walls >BP: Exterior alterations to provide improvements to repair structural components of balconies for units 101, 201 & 301 on the north east corner of this multiple dwelling building on this site. Scope of Work: Repair of rotten 2nd, and 3rd Level deck and exterior wall framing due to termites. Refer to CF-2020-016948 OK for DB per M.Alborg OK for Field Review per W.Wong Sch.B (Struct.): Leo T. Torrente, P.Eng #48527, 604-434-6295, Kinitech Engineering Inc. Sch. D: John drinkwater, P.Eng #47087, 778-232-9823, Drinkwater Engineering Ltd. Rev #1: Revision application to change Registered professional. The building envelope engineer, John Drinkwater to be no longer responsible and the P.Eng Min-Wei Chen to take on that responsibility. Sch B (Arch) & D: Chen, Min-Wei, #90840, 604-449-7789, Tri-Can Consulting Ltd. | High Mark Electrical and Mechanical Ltd
PP-2022-00580 | 2022-02-18 | 2885 SPRUCE STREET #306, Vancouver, BC V6H 2R4 | Plumbing Permit | Commercial | Renovation - Dwelling Unit(s) only | Completed | Commercial - SUITE #306 - Interior Alterations only to provide improvements to replace the bathtub in unit 306, Install low flow shower head #306 - 3rd Floor Interior alterations only to provide improvements to replace the bathtub in unit #306 on the 3rd floor of this existing multiple dwelling building. | Western Ishcab Home Improvements Corp
EP-2022-06445 | 2022-08-03 | 825 W 15TH AVENUE #302, Vancouver, BC V5Z 1R8 | Electrical Permit | Commercial | Renovation - Dwelling Unit(s) only | Completed | Installation / Repair - Commercial - SUITE #302 - Renovation of kitchen area. New kitchen counter pug circuits to be installed. Existing pot lights to be re-fitted with LED. Installation of new baseboard heater. No work on sprinklers or domestic water required. #302 Interior alterations to provide improvements to dwelling unit #302 on the 3rd floor of this multiple dwelling building on this site. | Wagman Electrical Systems Inc
EP-2022-08146 | 2022-09-28 | 1568 W 12TH AVENUE #4B, Vancouver, BC V6J 2E1 | Electrical Permit | Commercial | Tenant Improvement | Completed | Installation / Repair - Commercial - Remove old 100amp load Centre in an apartment, replace with new Schneider 32 space panel with all new breakers. -No service inspection necessary. We will just be shutting off and locking out disconnect for unit 4b in electrical room, and just upgrading the existing load centre to a new one, along with adding AFCI breakers where necessary. | Voltz Electric Ltd
EP-2022-01718 | 2022-03-15 | 838 W 14TH AVENUE #306, Vancouver, BC V5Z 1R1 | Electrical Permit | Residential | Renovation - Dwelling Unit(s) only | Completed | Installation / Repair - Residential - #306 install lights bathroom -its only to install two 4 inch led's lights to install in a bathroom ceiling off existing light.no other work being done | David R Burke
NULL | NULL | 838 W 14TH AVENUE #306, Vancouver, BC V5Z 1R1 | Electrical Permit | Commercial | Renovation | Draft | Installation / Repair - Commercial - Installation of two pot light in main bathroom | David R Burke
GP-2023-01613 | 2023-05-19 | 861 W 14TH AVENUE, Vancouver, BC V5Z 1R2 | Gas Permit | Residential | Renovation | Completed | Residential - Samsung 30" slide-in gas range (floor model) | Han Appliances & Refrigeration Ltd
EP-2022-06822 | 2022-08-16 | 853 W 14TH AVENUE, Vancouver, BC V5Z 1R2 | Electrical Permit | Residential | Renovation | Completed | Installation / Repair - Residential - Dedicated Circuit for AC Install. Note: A mechanical permit is required. | Pacific Star Electric Inc
EP-2022-07410 | 2022-09-02 | 845 W 14TH AVENUE, Vancouver, BC V5Z 1R2 | Electrical Permit | Residential | Tenant Improvement | Completed | Installation / Repair - Residential - No change to existing service Electrical installation for heat pump BP not required Mechanical permit: MP-2022-00172 | Moore And Russell Heating And Air Conditioning Ltd
MP-2022-00172 | 2022-08-31 | 845 W 14TH AVENUE, Vancouver, BC V5Z 1R2 | Mechanical Permit | NULL | NULL | Completed | NULL | Moore And Russell Heating And Air Conditioning Ltd
EP-2022-09895 | 2022-11-23 | 1206 W 14TH AVENUE #305, Vancouver, BC V6H 1P9 | Electrical Permit | Residential | Renovation | Completed | Installation / Repair - Residential - Relocate and extend existing power and lighting circuitry in the kitchen area and living room area. Wiring up power and lighting circuits in a new bedroom. Installation of new LED recessed lighting fixtures on existing lighting circuits. Remove and replace power and switching devices throughout. Rearrange existing electrical heating circuitry to accommodate the new layout. Installation of new countertop kitchen circuitry (two 20A/120V rated circuits). Installation of new microwave dedicated circuits rated 12A/120V. installation and wire up smoke detectors as per the current Building Code. Installation of new floor electrical heating system in a bathroom rated 120V. >BP: Interior alterations to provide improvements to Unit No. 305 in this existing multiple dwelling building on this site. Scope of work includes kitchen upgrades and to fill in an existing bathroom door. Revision #1: Add a new bedroom, and move the door in the existing bedroom, and renovate existing bathrooms, and revise the kitchen layout, and rearrange the originally proposed location of the baseboard heaters, and modify structure to match the new changes OK for Field Review as per S.Yu on Feb 13, 2020 Schedule B (Structural): Eric Man, P. Eng., 604-874-3237 This is a 'PARTIALLY' sprinklered building, District Building Inspector to determine if a Sprinkler Permit is required at time of field review inspection. Note: This part of the building is not sprinklered per DBI Energy Upgrade Selected: L2 - Appliances - Upgrade to an Energuide/Energy Star appliance (fridge, dishwasher) | Sasa Marjanovic
PP-2022-04294 | 2022-11-30 | 1206 W 14TH AVENUE #305, Vancouver, BC V6H 1P9 | Plumbing Permit | Residential | Renovation | Completed | Residential - replacing bathtub and tub valve >BP: #305 Interior alterations to provide improvements to Unit No. 305 in this existing multiple dwelling building on this site. Scope of work includes kitchen upgrades and to fill in an existing bathroom door. Revision #1: Add a new bedroom, and move the door in the existing bedroom, and renovate existing bathrooms, and revise the kitchen layout, and rearrange the originally proposed location of the baseboard heaters, and modify structure to match the new changes | Forsberg Plumbing and Heating Ltd
EP-2023-03594 | 2023-04-26 | 1710 W 13TH AVENUE #206, Vancouver, BC V6J 2H1 | Electrical Permit | Commercial | Tenant Improvement | Completed | Installation / Repair - Commercial - Resplicing Aluminum wiring throughout one Bedroom Condominium Suite with Aluminum Marrettes, Anti oxidant and copper pigtails, Retighten all Aluminum wiring to existing Breakers in Electrical Panel Replace all switches/ receptacles with new Replace razor receptacle with GFCI type | ROBERT LLOYD REDFORD
EP-2023-03954 | 2023-05-08 | 1750 W 10TH AVENUE #108, Vancouver, BC V6J 2A6 | Electrical Permit | Commercial | Renovation - Dwelling Unit(s) only | Completed | Installation / Repair - Commercial - #108 Adding a bidet plug in the main washroom *Amend Jun 01, 2023 -"The plug turned out to be wired to the light originally. So when the light switch was turned off so did his bidet seat. I've changed it now to constant power" | Ryan J P Lundquist
EP-2022-07988 | 2022-09-28 | 935 W 15TH AVENUE #203, Vancouver, BC V5Z 1S1 | Electrical Permit | Residential | Renovation | Completed | Installation / Repair - Residential - relocating power in wall being taken out. >BP: #203 Interior alterations to provide improvements to suite (#203) on the 2nd floor of this existing multiple dwelling building on this site. Scope of work is for kitchen updates and to demolish an interior wall. E2 - Appliances - Upgrade to an Energuide/Energy Star appliance (fridge; dishwasher) | Quinn D Pearson
PP-2022-04003 | 2022-11-07 | 935 W 15TH AVENUE #203, Vancouver, BC V5Z 1S1 | Plumbing Permit | Commercial | Renovation | Completed | Commercial - UNIT #203 - Adding kitchen sink >BP: #203 Interior alterations to provide improvements to suite (#203) on the 2nd floor of this existing multiple dwelling building on this site. Scope of work is for kitchen updates and to demolish an interior wall. | Aquabase Mechanical Ltd
EP-2022-08408 | 2022-10-05 | 1050 W 15TH AVENUE, Vancouver, BC V6H 1R6 | Electrical Permit | Residential | Renovation | Completed | Installation / Repair - Residential - Dedicated circuit for Heat Pump | Pacific Star Electric Inc
MP-2022-00415 | 2022-10-14 | 1050 W 15TH AVENUE, Vancouver, BC V6H 1R6 | Mechanical Permit | NULL | NULL | Completed | NULL | Thomson Industries Ltd
GP-2023-02343 | 2023-08-09 | 1050 W 15TH AVENUE, Vancouver, BC V6H 1R6 | Gas Permit | Residential | Renovation | Completed | Residential - replacing 2lb bbq box | Thomson Industries Ltd
EP-2022-06626 | 2022-08-10 | 1777 W 13TH AVENUE #215, Vancouver, BC V6J 2H2 | Electrical Permit | Residential | Tenant Improvement | Completed | Installation / Repair - Residential - Installation of DDC9 EVEMS and Level 2 - 32A EV Charger | 0968458 BC Ltd DBA Relight Solutions
MP-2022-00032 | 2022-07-18 | 1777 W 13TH AVENUE #215, Vancouver, BC V6J 2H2 | Mechanical Permit | NULL | NULL | Completed | NULL | Kits Plumbing and Heating Ltd
NULL | NULL | 1777 W 13TH AVENUE #215, Vancouver, BC V6J 2H2 | Electrical Permit | Commercial | Tenant Improvement | Withdrawn | Installation / Repair - Commercial - Installation of an EV charging station. | 0968458 BC Ltd DBA Relight Solutions
NULL | NULL | 1777 W 13TH AVENUE #215, Vancouver, BC V6J 2H2 | Electrical Permit | Residential | Tenant Improvement | Draft | Installation / Repair - Residential - Installation of an EV Charger which will be powered and controlled by a 30A DCC9 EVEMS. Will be using a 32A charger that will be Derated to 24A. | 0968458 BC Ltd DBA Relight Solutions
EP-2022-03364 | 2023-03-09 | 1777 W 13TH AVENUE #215, Vancouver, BC V6J 2H2 | Electrical Permit | Residential | Renovation | Completed | Installation / Repair - Residential - "A/C unit power supply and panel replacement" the electrical panel needs to be replaced to allow for additional breaker for new A/C unit. Removing existing panel and install new 12/24 circuit panel, all associated breakers and reconnect, Install 20 amp wiring from panel to A/C unit location on balcony, pull-out type isolation disconnect adjacent to unit. AC Dandy D-LM will be installed to control two or more loads so that only one can be used at any one time as per CEC 8-106 2) E/C to confirm service feeder OC is 70 amps. | Kato Electrical Inc
NULL | NULL | 937 W 14TH AVENUE #107, Vancouver, BC V5Z 1R3 | Electrical Permit | Commercial | NULL | Draft | Annual / Operating - Electrical installation for mini split system | Moore And Russell Heating And Air Conditioning Ltd
EP-2023-08486 | NULL | 937 W 14TH AVENUE #107, Vancouver, BC V5Z 1R3 | Electrical Permit | Commercial | Tenant Improvement | Applicant Revisions | Installation / Repair - Commercial - Electrical installation for mini split system MP-2023-01706 | Moore And Russell Heating And Air Conditioning Ltd
MP-2023-01706 | 2023-09-19 | 937 W 14TH AVENUE #107, Vancouver, BC V5Z 1R3 | Mechanical Permit | NULL | NULL | Issued | NULL | Moore & Russell Heating Ltd
GP-2023-03441 | 2023-11-07 | 1719 W 16TH AVENUE, Vancouver, BC V6J 2L9 | Gas Permit | Residential | Renovation | Issued | Residential - 1 Fireplace B VENT TO E18E-NG | BC Fireplace Service Inc
GP-2022-03293 | 2022-10-26 | 3115 PINE STREET, Vancouver, BC V6J 5A8 | Gas Permit | Residential | Renovation | Completed | Residential - Gas fireplace installation | 496302 BC Ltd
EP-2023-06142 | 2023-10-11 | 937 W 14TH AVENUE #206, Vancouver, BC V5Z 1R3 | Electrical Permit | Residential | Renovation | Completed | Installation / Repair - Residential - Electrical supply for Dsplit Single family dwelling *MP-2023-01253: Issued (Heating and Cooling) | Milani Electric Limited
MP-2023-01253 | 2023-07-07 | 937 W 14TH AVENUE #206, Vancouver, BC V5Z 1R3 | Mechanical Permit | NULL | NULL | Completed | NULL | Milani Plumbing Heating & Air Conditioning Ltd
GP-2023-01898 | 2023-06-23 | 1788 W 15TH AVENUE, Vancouver, BC V6J 2K8 | Gas Permit | Residential | Renovation | Completed | Residential - install combi boiler to replace existing boiler | BNA Systems Inc and/or Kirkland Metal Shop Ltd
GP-2022-00897 | 2022-03-22 | 1772 W 15TH AVENUE, Vancouver, BC V6J 2K8 | Gas Permit | Residential | Renovation | Completed | Residential - Remove old furnace and replace with new furnace RE & Re @ 60,000 | Nickel Heating & Ventilation
GP-2023-00365 | 2023-01-31 | 1776 W 15TH AVENUE, Vancouver, BC V6J 2K8 | Gas Permit | Residential | Renovation | Completed | Residential - re/re gas fireplace | Service Only Gas Inc
PP-2022-03864 | 2022-10-26 | 1762 W 15TH AVENUE, Vancouver, BC V6J 2K8 | Plumbing Permit | Residential | Renovation | Issued | Residential - Replace existing water pipe, install new fixtures >>BP: Exterior and interior alterations to renovate this dwelling unit of this existing two family dwelling. Scope of work includes: removal of unauthorized addition on the existing detached two-car garage, new heat pump, re&re windows/doors, remove interior walls and replace with beams where indicate, replace bay window with sliding door and replace portion of roof at south elevation, repair exterior walls where indicated, relocate crawl space access for new on demand hot water tank Schedule B Structural - B.Klarich - 604-619-8875 | Dean T Wengrowich
EP-2022-07621 | 2022-09-13 | 1762 W 15TH AVENUE, Vancouver, BC V6J 2K8 | Electrical Permit | Commercial | Renovation - Dwelling Unit(s) only | Issued | Installation / Repair - Commercial - Clean up existing wiring in open areas and make safe. Wiring in both bathrooms up stairs. Adding 6 to 8 wager lights in the master bedroom. Adding wiring to main floor areas as needed for living room, entry way, dining room, bathroom and kitchen. >BP: Exterior and interior alterations to renovate this dwelling unit of this existing two family dwelling. Scope of work includes: removal of unauthorized addition on the existing detached two-car garage, new heat pump, re&re windows/doors, remove interior walls and replace with beams where indicate, replace bay window with sliding door and replace portion of roof at south elevation, repair exterior walls where indicated, relocate crawl space access for new on demand hot water tank | Angelo Bettiol O/A Angelica Electric
GP-2023-00200 | 2023-01-17 | 1718 W 15TH AVENUE, Vancouver, BC V6J 2K8 | Gas Permit | Residential | Tenant Improvement | Completed | Residential - replaced hot water tank with a tankless water heater, and replaced a old furnace with a high efficient furnace. | 1380102 BC Ltd
NULL | NULL | 1101 W 8TH AVENUE #22, Vancouver, BC V6H 1C5 | Electrical Permit | Residential | Tenant Improvement | Draft | Installation / Repair - Residential - Customer requested replacement of her load centre and circuit breakers .Will update thermostats and light switches. Also a deck outlet. | NULL
EP-2023-06832 | 2023-07-27 | 910 W 8TH AVENUE #206, Vancouver, BC V5Z 1E5 | Electrical Permit | Commercial | Renovation | Completed | Installation / Repair - Commercial - Installation of a receptacle in the hall closet for their Dyson to charge >Permit Amendment Oct 10, 2023 -"Changing a few light fixtures and adding a couple receptacles" | Vancity Electric Inc
PP-2023-00706 | 2023-03-02 | 1135 W 7TH AVENUE, Vancouver, BC V6H 1B5 | Plumbing Permit | Residential | Renovation - Dwelling Unit(s) only | Completed | Residential - Adding a toilet on the basement floor and a laundry in the main floor den | Oceanfront Plumbing Inc
GP-2022-03351 | 2022-10-28 | 2259 ASH STREET, Vancouver, BC V5Z 4J8 | Gas Permit | Residential | Renovation | Completed | Residential - REMOVE AND REINSTALL GAS FIREPLACE USING EXISTING VENTING / | The LM Fireplace Warehouse Ltd.
EP-2022-06810 | 2022-08-22 | 2295 HEMLOCK STREET, Vancouver, BC V6H 4H1 | Electrical Permit | Residential | Tenant Improvement | Completed | Installation / Repair - Residential - wired a 30 Amp wire to A/C unit | F & S Electrical Ltd
MP-2022-00009 | 2022-07-18 | 2295 HEMLOCK STREET, Vancouver, BC V6H 4H1 | Mechanical Permit | NULL | NULL | Completed | NULL | PGC Enterprises Ltd
EP-2022-03556 | NULL | 2295 HEMLOCK STREET, Vancouver, BC V6H 4H1 | Electrical Permit | Residential | Renovation - Dwelling Unit(s) only | Withdrawn | Installation / Repair - Residential - Running power for A/C unit for top floor of condo. | F & S Electrical Ltd
NULL | NULL | 1405 W 7TH AVENUE, Vancouver, BC V6H 4H2 | Mechanical Permit | NULL | NULL | Withdrawn | NULL | NULL
SP-2022-00689 | 2022-05-08 | 1421 W 7TH AVENUE, Vancouver, BC V6H 4H2 | Sprinkler Permit | Commercial | Renovation - Dwelling Unit(s) only | Completed | Commercial - Add/relocate (x18) sprinkler heads Exterior and interior alterations to provide a heat pump and interior improvements to this existing unit (1421) in this existing multiple dwelling building on this site. Scope of Work: - Re & re bathrooms and kitchen, layout changes to master bedroom & 2nd bedroom, relocate fire door, add HVAC to all level, remove gas fireplace, new doors & interior walls, new handrail, millwork, plumbing fixtures & electrical, and flooring. *****This application does not include any of the following: 1. Not more than 20 sprinklers (add, relocate, or remove), 2. hydraulic calculations, 3. change in occupancy and /or hazard classification, 4. warehouse storage arrangements, 5. mobile compact storage arrangements, 6. alternative solutions, 7. changes to the sprinkler system supply piping (e.g. valves, mains, cross-mains, branch-lines, etc.), or 8. flexible sprinkler pipe. | Fire Pro Fire Protection Ltd.
NULL | NULL | 1421 W 7TH AVENUE, Vancouver, BC V6H 4H2 | Gas Permit | Residential | Renovation | Withdrawn | Residential - Capping off fire place and range, NO new fixtures will be installed | NULL
GP-2022-01693 | 2022-06-03 | 1421 W 7TH AVENUE, Vancouver, BC V6H 4H2 | Gas Permit | Residential | Renovation | Completed | Residential - Capping gas to fire place and cook top. No new fixtures will be installed | Greywater Plumbing And Heating Inc
EP-2022-02132 | 2022-03-18 | 1421 W 7TH AVENUE, Vancouver, BC V6H 4H2 | Electrical Permit | Residential | Renovation | Completed | Installation / Repair - Residential - Update kitchen circuitry to new code, update smoke/co detectors to new code, new LED lighting throughout, new plugs/switches throughout, add new AC circuit. >BP: Exterior and interior alterations to provide a heat pump and interior improvements to this existing unit (1421) in this existing multiple dwelling building on this site. Scope of Work: - Re & re bathrooms and kitchen, layout changes to master bedroom & 2nd bedroom, relocate fire door, add HVAC to all level, remove gas fireplace, new doors & interior walls, new handrail, millwork, plumbing fixtures & electrical, and flooring. OK for field review as per Rosa Astorino - January 28, 2022 Schedule B Architectural & Schedule D submitted per Brian Billingsley, 604-714-1633 REUP submitted per Karan Brar, 604-562-0387 Note: A/C unit to conform to City of Vancouver Noise By-Law. (The sound level of the mechanical equipment shall comply with the Noise Control By-law #6555.) Noise emanating from mechanical equipment (e.g., air conditioning units, exhaust equipment, generators, etc.) is required to conform to Vancouver By-law No. 6555 regulating Noise or Sound. (Note: Air conditioning units are not to exceed a noise level of 55 db during the daytime and 45 db at night.) | Hall Electrical Ltd
PP-2022-01216 | 2022-04-08 | 1421 W 7TH AVENUE, Vancouver, BC V6H 4H2 | Plumbing Permit | Residential | Renovation | Completed | Residential - Renovation of 2nd floor bathrooms Exterior and interior alterations to provide a heat pump and interior improvements to this existing unit (1421) in this existing multiple dwelling building on this site. Scope of Work: - Re & re bathrooms and kitchen, layout changes to master bedroom & 2nd bedroom, relocate fire door, add HVAC to all level, remove gas fireplace, new doors & interior walls, new handrail, millwork, plumbing fixtures & electrical, and flooring. | Greywater Plumbing And Heating Inc
GP-2022-00309 | 2022-02-03 | 1203 W 7TH AVENUE, Vancouver, BC V6H 1B7 | Gas Permit | Commercial | Renovation | Completed | Commercial - install two gas fireplaces Interior alterations to provide improvements to dwelling unit 1203 W 7th Ave at this multiple dwelling building on this site. | Campbell Care Plumbing, Heating & Air Ltd.
PP-2023-02758 | 2023-08-03 | 2250 ALDER STREET, Vancouver, BC V6H 2R9 | Plumbing Permit | Residential | New | Completed | Residential - Rough in and finishing for 1 kitchen sink, 1 fridge Re and re 2 showers >BP: Interior alterations to provide improvements to dwelling unit (townhouse) 2250 Alder St at this existing multiple dwelling building on this site. | BD Plumbing
EP-2023-07605 | 2023-08-23 | 2250 ALDER STREET, Vancouver, BC V6H 2R9 | Electrical Permit | Commercial | Renovation - Dwelling Unit(s) only | Completed | Installation / Repair - Commercial - 2 bathroom Renos and the kitchen reno with new receptacle, lights and switches. BP: Interior alterations to provide improvements to dwelling unit (townhouse) 2250 Alder St at this existing multiple dwelling building on this site. | David Stein
EP-2023-05289 | 2023-06-27 | 1259 W 7TH AVENUE, Vancouver, BC V6H 1B7 | Electrical Permit | Residential | Renovation | Completed | Installation / Repair - Residential - - Remove current baseboard heat and connect infloor radiant heat with existing - wiring and breakers . - Replace current thermostat with approve gfci protected thermostat. | Tsawwassen Electric Inc
EP-2022-00036 | 2022-01-06 | 1055 W BROADWAY #303, Vancouver, BC V6H 1E2 | Electrical Permit | Commercial | Renovation | Completed | Installation / Repair - Commercial - This is a health care facility, and we will be following Sec 24 of the CEC by using 12/2 iso and hospital grade receptacles – Scope of work: Lights, receptacles, data, telephone, sound system, sign connections and fire alarm device relocation >BP: #303 - 3rd floor Interior alterations to provide tenant improvements for a new Health Care Office (Dental) on the 3rd floor (#303) in this existing commercial building on this site. Scope of work: remove all doors, walls, finishes and construct new walls, millwork, finishes, for new layout. Electrical, plumbing (4 new sinks), & sprinklers to suit. TENANT: Dolce Dental OK for field review as per J. Zhang, Oct.12, 2021 Building Sprinklered - Separate sprinkler permit required for proposed sprinkler work. E2 - Lighting - Upgrade in incorporate Automatic FULL OFF per (9.4.1.1 (h) of ASHRAE 90.1-2016) Energy checklist is currently no longer required with your Building Permit (BP) application. Some supporting documents are still required at BP stage, specifically Envelope and HVAC if applicable. Service Water Heating and Lighting supporting documents, if applicable, must be submitted with your related trades permits (e.g. electrical and plumbing). All energy upgrades will be checked during inspections stage. It is the applicant's responsibility to identify and note all required upgrades including energy upgrades on their BP drawings at BP stage. | ECE Electric Ltd
PP-2022-00067 | 2022-01-13 | 1055 W BROADWAY #303, Vancouver, BC V6H 1E2 | Plumbing Permit | Commercial | Tenant Improvement | Completed | Commercial - Supply & Install 4 hand wash sinks, DWV & Water Pipe, HWT #303 - 3rd floor Interior alterations to provide tenant improvements for a new Health Care Office (Dental) on the 3rd floor (#303) in this existing commercial building on this site. Scope of work: remove all doors, walls, finishes and construct new walls, millwork, finishes, for new layout. Electrical, plumbing (4 new sinks), & sprinklers to suit. TENANT: Dolce Dental | Pine Mechanical Ltd.
SP-2022-00422 | 2022-03-24 | 1055 W BROADWAY #303, Vancouver, BC V6H 1E2 | Sprinkler Permit | Commercial | Tenant Improvement | Completed | Commercial - Relocate sprinklers to new layout under NFPA 13 standards >BP: #303 - 3rd floor Interior alterations to provide tenant improvements for a new Health Care Office (Dental) on the 3rd floor (#303) in this existing commercial building on this site. Scope of work: remove all doors, walls, finishes and construct new walls, millwork, finishes, for new layout. Electrical, plumbing (4 new sinks), & sprinklers to suit. TENANT: Dolce Dental OK for field review as per J. Zhang, Oct.12, 2021 Building Sprinklered - Separate sprinkler permit required for proposed sprinkler work. E2 - Lighting - Upgrade in incorporate Automatic FULL OFF per (9.4.1.1 (h) of ASHRAE 90.1-2016) Energy checklist is currently no longer required with your Building Permit (BP) application. Some supporting documents are still required at BP stage, specifically Envelope and HVAC if applicable. Service Water Heating and Lighting supporting documents, if applicable, must be submitted with your related trades permits (e.g. electrical and plumbing). All energy upgrades will be checked during inspections stage. It is the applicant's responsibility to identify and note all required upgrades including energy upgrades on their BP drawings at BP stage. | Bernin Fire Protection Ltd
PP-2023-00850 | 2023-03-14 | 1633 W 10TH AVENUE #1102, Vancouver, BC V6J 2A2 | Plumbing Permit | Residential | Renovation | Completed | Residential - suite renovation >BP: #1102 - 11th floor Interior alterations to renovate this unit #1102 on the 11th floor of this existing multiple dwelling building on this site. E2 - Appliances - Upgrade to an Energuide/Energy Star appliance (fridge, dishwasher) March 23/2023-AMEND Additional piping for re pipe is combined 200ft (60 m) hot and cold water pipe in unit | Pioneer Plumbing & Heating Inc
MP-2023-00530 | 2023-03-29 | 1633 W 10TH AVENUE #1102, Vancouver, BC V6J 2A2 | Mechanical Permit | NULL | NULL | Completed | NULL | Pioneer Plumbing & Heating Inc
GP-2023-01100 | 2023-04-03 | 1633 W 10TH AVENUE #1102, Vancouver, BC V6J 2A2 | Gas Permit | Residential | Renovation | Cancelled | Residential - Gas line to be moved 3 feet to accommodate new fireplace >BP: Interior alterations to renovate this unit #1102 on the 11th floor of this existing multiple dwelling building on this site. April 13/2023-AMEND need to cancel COV permit as Technical Safety Permit has been pulled and passed | Pioneer Plumbing & Heating Inc
EP-2023-02266 | 2023-04-03 | 1633 W 10TH AVENUE #1102, Vancouver, BC V6J 2A2 | Electrical Permit | Commercial | Renovation | Completed | Installation / Repair - Commercial - Renovations in the kitchen. Installing pots lights in the living rooms,bedrooms, removing the baseboard heaters and adding heat pump *We remove all the Baseboards heaters and add 17A 208 V heat pump *MP-2023-00530 >BP: Interior alterations to renovate this unit #1102 on the 11th floor of this existing multiple dwelling building on this site. E2 - Appliances - Upgrade to an Energuide/Energy Star appliance (fridge, dishwasher) OK to process as DTI as per J. Zhang October 20, 2022 | D S Clayton Electric Ltd
PP-2021-02335 | 2023-01-13 | 1425 W 6TH AVENUE #408, Vancouver, BC V6H 4G5 | Plumbing Permit | Commercial | Renovation | Issued | Commercial - we changed tub,shower ,kithcen sink ,water closet and lav ***Note: Any structural work may require a building permit | M B B S PLUMBING & HEATING LTD
EP-2023-02326 | 2023-03-27 | 943 W BROADWAY #140, Vancouver, BC V5Z 4E1 | Electrical Permit | Commercial | Tenant Improvement | Completed | Installation / Repair - Commercial - Small amount of demo of existing electrical, install 29 receptacles, 15 data cables, 47 recessed lights, 1 linear fixture, 1 wall sconce, 11 pendants and under cabinet tape light, lighting controls. >BP: #140 - ground level Interior alterations to provide tenant improvements for this existing General Office tenant on the ground level (#140) of this existing commercial Building. Scope of work: select demolition and construction of partition walls for layout changes. Electrical work to suit. District Building Inspector to determine if a Special Sprinkler Permit is required. Tenant: Pacific Rehabilitation Medicine | Ino-Tek Electric Ltd.
PP-2023-01171 | 2023-04-03 | 943 W BROADWAY #140, Vancouver, BC V5Z 4E1 | Plumbing Permit | Commercial | Tenant Improvement | Completed | Commercial - Fixture installations BP: #140 - ground level Interior alterations to provide tenant improvements for this existing General Office tenant on the ground level (#140) of this existing commercial Building. Scope of work: select demolition and construction of partition walls for layout changes. Electrical work to suit. | DAVIDSON BROS MECHANICAL CONTRACTORS
SP-2023-00590 | 2023-04-06 | 943 W BROADWAY #140, Vancouver, BC V5Z 4E1 | Sprinkler Permit | Commercial | Tenant Improvement | Completed | Commercial - UNIT #140 - GROUND LEVEL - 14 heads changed to new heads. >BP: #140 - ground level Interior alterations to provide tenant improvements for this existing General Office tenant on the ground level (#140) of this existing commercial Building. Scope of work: select demolition and construction of partition walls for layout changes. Electrical work to suit. *****This application does not include any of the following: 1. Not more than 20 sprinklers (add, relocate, or remove), 2. hydraulic calculations, 3. change in occupancy and /or hazard classification, 4. warehouse storage arrangements, 5. mobile compact storage arrangements, 6. alternative solutions, 7. changes to the sprinkler system supply piping (e.g. valves, mains, cross-mains, branch-lines, etc.), or 8. flexible sprinkler pipe. | Gisborne Industrial Construction Ltd
EP-2023-06359 | 2023-07-14 | 943 W BROADWAY #140, Vancouver, BC V5Z 4E1 | Electrical Permit | Commercial | Addition | Completed | Installation / Repair - Commercial - Upgrade existing burg alarm system, NO MAGLOCKS Site Contact - Andrew Travlos, (604) 506-2070, travlos@pacificrehab.net | Paladin Technologies Inc
EP-2023-06669 | 2023-07-27 | 943 W BROADWAY #120, Vancouver, BC V5Z 4E1 | Electrical Permit | Commercial | Tenant Improvement | Completed | Installation / Repair - Commercial - Tenant improvement. Installation of lights, wall receptacles, fire alarm devices, data wiring. >BP: #120 Interior alterations to change the use from Retail to Health Care Office in this unit #120 on the ground floor of this existing commercial building. Interior framing, T bar ceiling, minor plumbing/electrical/flooring/and painting Letters of assurance submitted by: Mohammed Saeed Jhatam, Reg. Architect, Schedule A, Architectural Schedule B, Avi Singh, P.Eng, Mechanical and Plumbing Schedule B, Shivjeet Sidhu, P.Eng, Electrical Schedule B. OK For field Review per Jamie.Z. March 24, 2023 Note to applicant: The services of a structural engineer may be required, based upon site inspection by the District Building Inspector. A Sprinkler permit may be required, as determined by the District Building Inspector. | Ankor Electrical Ltd.
PP-2023-02223 | 2023-06-23 | 943 W BROADWAY #120, Vancouver, BC V5Z 4E1 | Plumbing Permit | Commercial | Addition | Completed | Commercial - T I >BP: #120 Interior alterations to change the use from Retail to Health Care Office in this unit #120 on the ground floor of this existing commercial building. Interior framing, T bar ceiling, minor plumbing/electrical/flooring/and painting | KHAIRA BROS PLUMBING & HEATING LTD
NULL | NULL | 943 W BROADWAY #120, Vancouver, BC V5Z 4E1 | Sprinkler Permit | NULL | NULL | Draft | Commercial - Relocate 12 sprinkler heads as per New layout | NULL
SP-2024-00042 | 2024-01-17 | 943 W BROADWAY #120, Vancouver, BC V5Z 4E1 | Sprinkler Permit | Commercial | Renovation | Completed | Commercial - UNIT #120 - relocate sprinkler heads to new layout >BP: #120 Interior alterations to change the use from Retail to Health Care Office in this unit #120 on the ground floor of this existing commercial building. *****This application does not include any of the following: 1. Not more than 20 sprinklers (add, relocate, or remove), 2. hydraulic calculations, 3. change in occupancy and /or hazard classification, 4. warehouse storage arrangements, 5. mobile compact storage arrangements, 6. alternative solutions, 7. changes to the sprinkler system supply piping (e.g. valves, mains, cross-mains, branch-lines, etc.), or 8. flexible sprinkler pipe. | Christopher M Schultz
EP-2022-01553 | 2022-02-28 | 1696 W 10TH AVENUE #202, Vancouver, BC V6J 2A1 | Electrical Permit | Residential | Renovation - Dwelling Unit(s) only | Completed | Installation / Repair - Residential - remove aluminum wiring and replace with copper misc. light and switch changes | Penbro Enterprises Ltd
GP-2022-00271 | 2022-01-28 | 1205 W 8TH AVENUE, Vancouver, BC V6H 1C7 | Gas Permit | Residential | Renovation | Completed | Residential - Installation of 1 gas fireplace - venting and hook up only | Urban Fireplaces Ltd
EP-2022-06738 | 2022-08-12 | 1675 W 10TH AVENUE #310, Vancouver, BC V6J 2A2 | Electrical Permit | Residential | Renovation | Completed | Installation / Repair - Residential - Adding power for TV Installing light fixtures >BP: CF-2021-016804 Interior alterations only to provide improvements to this existing residential dwelling unit on the 3rd floor (#310) of this existing multiple-dwelling building on this site. Scope of work: kitchen and bathroom upgrade, new millwork, new door, paint, electrical and plumbing work Note: the existing Bulk Storage and Enclosed Balcony has been maintained. Enclosed Balcony is to have impervious flooring. This permit is to legalize the work that was previously done by the owner. Building Sprinklered – Building inspector to determine on site if a separate sprinkler permit is required. E2 - APPLIANCES - UPGRADE TO AN ENERGUIDE/ENERGY STAR APPLIANCES (FRIDGE, DISHWASHER) Energy checklist is currently no longer required with your Building Permit (BP) application. Some supporting documents are still required at BP stage, specifically Envelope and HVAC, if applicable. Service Water Heating and Lighting supporting documents, if applicable, must be submitted with your related trades permits (e.g. electrical and plumbing). All energy upgrades will be checked during inspections stage. It is the applicant’s responsibility to identify and note all required upgrades including energy upgrades on their BP drawings at BP stage. | BC Smart Homes Ltd
PP-2022-02898 | 2022-08-19 | 1675 W 10TH AVENUE #310, Vancouver, BC V6J 2A2 | Plumbing Permit | Commercial | Renovation | Completed | Commercial - Plumbing for: -BP: #310 - 3rd floor CF-2021-016804 Interior alterations only to provide improvements to this existing residential dwelling unit on the 3rd floor (#310) of this existing multiple-dwelling building on this site. Scope of work: kitchen and bathroom upgrade, new millwork, new door, paint, electrical and plumbing work Note: the existing Bulk Storage and Enclosed Balcony has been maintained. Enclosed Balcony is to have impervious flooring. This permit is to legalize the work that was previously done by the owner. Building Sprinklered – Building inspector to determine on site if a separate sprinkler permit is required. | MCKIM MECHANICAL
GP-2022-00155 | 2022-02-18 | 1275 W 7TH AVENUE #304, Vancouver, BC V6H 1B7 | Gas Permit | Residential | New | Completed | Residential - UNIT# 304 Venting and hookup only | REAL LIGHTING & FIREPLACES LTD
PP-2022-01984 | NULL | 1275 W 7TH AVENUE #306, Vancouver, BC V6H 1B7 | Plumbing Permit | Commercial | Renovation - Dwelling Unit(s) only | Withdrawn | Commercial - Moving kitchen sink & dw Re working 3 piece bathroom into 4 piece bathroom. Changing from floor mount toilet to | Andrew James Leask
PP-2022-00131 | 2022-01-21 | 685 W 7TH AVENUE #101, Vancouver, BC V5Z 1B6 | Plumbing Permit | Commercial | Renovation - Dwelling Unit(s) only | Completed | Commercial - SUITE #101 - Remove and replace bathtub. Cap off existing shower. | MetroWest Plumbing & Heating Ltd
EP-2022-00459 | 2022-01-26 | 685 W 7TH AVENUE #101, Vancouver, BC V5Z 1B6 | Electrical Permit | Commercial | Renovation - Dwelling Unit(s) only | Completed | Installation / Repair - Commercial - Add pot lights in bathroom Add puck lights in kitchen cabinets -We are cutting 4" holes into existing drywall ceiling and fishing the wire between joist spaces. | Lux Electric Group Ltd
EP-2022-01868 | 2022-03-09 | 1717 W 13TH AVENUE #107, Vancouver, BC V6J 2H2 | Electrical Permit | Residential | Renovation | Completed | Installation / Repair - Residential - #107 Replace fuse panel with circuit breaker panel. Replace bathroom fan -Strata have requested this permit for this job | Peak To Peak Electrical Ltd
EP-2022-00164 | 2022-01-17 | 1135 W 8TH AVENUE, Vancouver, BC V6H 1C5 | Electrical Permit | Residential | Renovation - Dwelling Unit(s) only | Completed | Installation / Repair - Residential - replace electrical panel. upgrade wiring to kitchen and bathroom area -The service will not be affected. The existing service from electrical room is 3-phase 70 amps. A new combination panel will be installed. >BP: Interior alterations to provide improvements to this unit in this multiple dwelling building on this site. Scope of work: re and re kitchen and bathroom. Flooring and paint throughout. OK for field review as per Rosa Astorino -June 11, 2021 Energy requirements: E-2 retrofit path ; SWH- install efficient electric water heater Note to applicant: The services of a structural engineer may be required, based upon site inspection by the District Building Inspector. No Sprinkler Permit required per District Building Inspector. | Nelson Grant Chow
PP-2022-00097 | 2022-01-14 | 1135 W 8TH AVENUE, Vancouver, BC V6H 1C5 | Plumbing Permit | Residential | Renovation - Dwelling Unit(s) only | Completed | Residential - alteration to kitchen sink trap arm for new rough in lowered water line for kitchen sink hosebib addition on deck replace existing hosebib install new fridge box install unit isolation valve water line rough in for washroom sink, water closet, shower/tub unit install new hot water tank Interior alterations to provide improvements to this unit in this multiple dwelling building on this site. Scope of work: re and re kitchen and bathroom. Flooring and paint throughout. | Pitt Meadows Plumbing & Mechanical Systems (2001) Ltd
PP-2023-02410 | 2023-07-10 | 1038 W 7TH AVENUE #3, Vancouver, BC V6H 1B3 | Plumbing Permit | Commercial | Renovation | Issued | Commercial - Repiping in the kitchen area, connected kitchen sink dishwasher, icemaker box >BP: #3-1038 W 7th Ave Interior alterations to provide repair work due to water damages in this existing multiple dwelling unit #3 on this site. Scope of work is to: repair rotting beams and other framing members, repair window sills and RE&RE drywall, insulation and finishes. | 1268803 BC Ltd
EP-2023-03542 | 2023-05-05 | 1038 W 7TH AVENUE #3, Vancouver, BC V6H 1B3 | Electrical Permit | Commercial | Renovation - Dwelling Unit(s) only | Issued | Installation / Repair - Commercial - Residential Renovations: Installing pot lights in bedroom, kitchen, hallway and living room. Adding general receptacles. Changing out fan/heat lamp in bathroom with a new bath fan. Running wires for future kitchen circuits. Panel replacement with like (NO change to service). BP: #3-1038 W 7th Ave Interior alterations to provide repair work due to water damages in this existing multiple dwelling unit #3 on this site. Scope of work is to: repair rotting beams and other framing members, repair window sills and RE&RE drywall, insulation and finishes. OK for Field Review as per S.Yu on March 28, 2023 Schedule D & B, Structural, Carlito Redoblado, P. Eng, 604-533-8423. | Wespac Electrical Contractor Ltd
EP-2022-03256 | 2022-04-22 | 2412 ALDER STREET #105, Vancouver, BC V6H 3Z4 | Electrical Permit | Residential | Renovation - Dwelling Unit(s) only | Completed | Installation / Repair - Residential - install the new pot lights, change the washroom fan >BP: Interior alterations to provide improvement to this existing unit #105 (1st storey) in this multiple dwelling building on this site. Scope of work: replace bathtub with walk in shower, install new bathroom vanity, ceiling, new pot lights, electrical and plumbing related work. OK for Field Review per K. Vogt February 23, 2022 E2 - Lighting - Install energy efficient lighting fixtures (single occupied space area) Energy checklist is currently no longer required with your Building Permit (BP) application. Some supporting documents are still required at BP stage, specifically Envelope and HVAC, if applicable. Service Water Heating and Lighting supporting documents, if applicable, must be submitted with your related trades permits (e.g. electrical and plumbing). All energy upgrades will be checked during inspections stage. It is the applicant’s responsibility to identify and note all required upgrades including energy upgrades on their BP drawings at BP stage. | Atma Electric Ltd.
PP-2022-01524 | 2022-05-04 | 2412 ALDER STREET #105, Vancouver, BC V6H 3Z4 | Plumbing Permit | Commercial | Renovation - Dwelling Unit(s) only | Completed | Commercial - replace bathtub with walk in shower install new bathroom vanity >#105 - 1st storey Interior alterations to provide improvement to this existing unit #105 (1st storey) in this multiple dwelling building on this site. Scope of work: replace bathtub with walk in shower, install new bathroom vanity, ceiling, new pot lights, electrical and plumbing related work. | DELCO MECHANICAL SYSTEMS LTD
EP-2023-06482 | 2023-07-18 | 2412 ALDER STREET #212, Vancouver, BC V6H 3Z4 | Electrical Permit | Commercial | Renovation - Dwelling Unit(s) only | Completed | Installation / Repair - Commercial - Residential apartment reno, including power and lighting for kitchen and dining areas. >BP: Interior alterations to provide improvements to this existing unit #212 in this multiple dwelling building on the site. Scope of work is to remove a non load-bearing interior wall and kitchen upgrades only. OK for DTI as per S.Yu on July 4,2023 | Protech Electric
EP-2023-05308 | 2023-07-19 | 1720 W 12TH AVENUE #304, Vancouver, BC V6J 2E6 | Electrical Permit | Residential | Renovation | Completed | Installation / Repair - Residential - Install pot-lights, install cat 6 cable for data, install pig-tail wire for all aluminum wired receptacles/switchs. >BP: Interior alterations to provide improvements to dwelling unit #304 on the 3rd floor of this multiple dwelling building on this site. OK for DTI per W. Wong June 30, 2023 | Red Ryno Energy Ltd
MP-2023-00618 | 2023-04-11 | 2288 PINE STREET #902, Vancouver, BC V6J 5G4 | Mechanical Permit | NULL | NULL | Completed | NULL | Enviroware Projects Ltd
EP-2023-02656 | 2023-04-13 | 2288 PINE STREET #902, Vancouver, BC V6J 5G4 | Electrical Permit | Residential | Renovation | Completed | Installation / Repair - Residential - Wiring for heat pump. MP-2023-00618 | Key Electric Ltd
EP-2023-05120 | 2023-06-08 | 1325 W 8TH AVENUE, Vancouver, BC V6H 3W4 | Electrical Permit | Commercial | Renovation - Dwelling Unit(s) only | Completed | Installation / Repair - Commercial - Kitchen and Bath Reno. Re-use existing circuits for Range and lighting. Use spare breakers in existing panel for any added circuits (no upgrade to distribution) >BP: Interior alterations to renovate the upper unit of the building 12 of this existing multiple dwelling building on this site. OK to process as DTI as per J. Zhang Structural Schedule B, Kenny H.Y. Yip. P. Eng., ph:236.833.8694 | Plan Group Inc
PP-2023-02443 | 2023-07-12 | 1325 W 8TH AVENUE, Vancouver, BC V6H 3W4 | Plumbing Permit | Commercial | Renovation - Dwelling Unit(s) only | Completed | Commercial - Re&Re Kitchen Sink, Re&Re Vanity Sink, Replace Bathtub with a Shower Interior alterations to renovate the upper unit of the building 12 of this existing multiple dwelling building on this site. | Total Energy Systems Ltd
EP-2023-10339 | NULL | 1367 W 8TH AVENUE, Vancouver, BC V6H 3W4 | Electrical Permit | Commercial | Addition | In Review | Installation / Repair - Commercial - DCC9: Add EV charger in parkade | Protec Installations Group
EP-2023-00256 | 2023-01-12 | 1355 W 8TH AVENUE, Vancouver, BC V6H 3W4 | Electrical Permit | Residential | Renovation | Completed | Installation / Repair - Residential - wire pot lights as owner request move stove plug and other plug needed >BP: Interior alterations to provide improvements to 1355 W 8th Ave in this existing multiple dwelling building on the site. Scope of work include: - Remove non load-bearing walls, create a study area, kitchen & bathroom updates, new wall & door to bathroom, millwork, plumbing fixtures, and flooring. OK for Field Review as per S.Yu on Oct 14, 2022 Energy Upgrade: E2 - Hvac - Installing timers (up ot 60 minutes) or humidstat for washroom fan | A-Maximum & Sons Electrical And Contracting Co Ltd
NULL | NULL | 1355 W 8TH AVENUE, Vancouver, BC V6H 3W4 | Electrical Permit | Residential | Renovation | Draft | Installation / Repair - Residential - wire up pot lights in area owner whats relocate plug in area needed relocate stove plug | A-Maximum & Sons Electrical And Contracting Co Ltd
PP-2023-00184 | 2023-01-18 | 1355 W 8TH AVENUE, Vancouver, BC V6H 3W4 | Plumbing Permit | Residential | Renovation | Completed | Residential - Bathroom and kitchen renovation >BP: Interior alterations to provide improvements to 1355 W 8th Ave in this existing multiple dwelling building on the site. Scope of work include: - Remove non load-bearing walls, create a study area, kitchen & bathroom updates, new wall & door to bathroom, millwork, plumbing fixtures, and flooring. | Modest Plumbing and Heating Ltd
EP-2022-01892 | 2022-03-09 | 1149 W 8TH AVENUE, Vancouver, BC V6H 1C5 | Electrical Permit | Residential | Renovation - Dwelling Unit(s) only | Completed | Installation / Repair - Residential - Bathroom reno: New LED Shower Pot with new switch. Remove vanity light and install two sconce lights. Re&re bath fan. Move switches Bedroom: Move existing sconce lights higher and closet lights. | Hot Electric Inc.
GP-2022-00753 | 2022-03-09 | 1021 W 8TH AVENUE, Vancouver, BC V6H 1C3 | Gas Permit | Residential | Addition | Completed | Residential - re and re gas range | Christopher Sterling
EP-2022-08753 | 2022-10-14 | 511 W 7TH AVENUE #206, Vancouver, BC V5Z 4R2 | Electrical Permit | Residential | Renovation | Completed | Installation / Repair - Residential - Small bathroom reno: - 4 pot lights (existing cct) - new fan (re & re) - GFI existing - ran new cct for bidet #206 - 2nd Floor Interior alterations to provide bathroom improvements to this existing dwelling unit on the 2nd floor (#206) in this existing mixed-used building on the site. Scope of work: bathroom upgrade which includes replacing tub with shower, new toilet and vanity, electrical and plumbing work | New Moon Electric Ltd
PP-2022-03479 | 2022-10-03 | 511 W 7TH AVENUE #206, Vancouver, BC V5Z 4R2 | Plumbing Permit | Residential | Renovation - Dwelling Unit(s) only | Issued | Residential - 3 Piece Bathroom Reno #206 - 2nd Floor Interior alterations to provide bathroom improvements to this existing dwelling unit on the 2nd floor (#206) in this existing mixed-used building on the site. Scope of work: bathroom upgrade which includes replacing tub with shower, new toilet and vanity, electrical and plumbing work | Costello and Co. Plumbing Inc
PP-2022-00674 | 2022-02-28 | 1633 W 8TH AVENUE #501, Vancouver, BC V6J 5H7 | Plumbing Permit | Commercial | Renovation | Completed | Commercial - SUITE #501 - Replace shower drain and diverter Interior alterations to provide improvements to dwelling unit #501 on the 5th floor of this multiple dwelling building on this site. Scope of work includes: 1) Full kitchen renovation. 2) Install new flooring throughout. 3) Full bathroom renovation. 4) Full bedroom renovation. 5) Den: to install murphy bed and new door. 6) Living room: to install new flooring, baseboards and re-finish fireplace surround. | Ventresca Plumbing Ltd
EP-2022-01302 | 2022-02-18 | 1633 W 8TH AVENUE #501, Vancouver, BC V6J 5H7 | Electrical Permit | Commercial | Renovation - Dwelling Unit(s) only | Completed | Installation / Repair - Commercial - Bathroom Fan, baseboard heater replacement, 6 pot lights, smoke alarms, in floor heating rough in. >BP: 101015536054 Interior alterations to provide improvements to dwelling unit #501 on the 5th floor of this multiple dwelling building on this site. Scope of work includes: 1) Full kitchen renovation. 2) Install new flooring throughout. 3) Full bathroom renovation. 4) Full bedroom renovation. 5) Den: to install murphy bed and new door. 6) Living room: to install new flooring, baseboards and re-finish fireplace surround. | Solas Electric Ltd
EP-2022-07185 | 2022-08-25 | 1633 W 8TH AVENUE #601, Vancouver, BC V6J 5H7 | Electrical Permit | Residential | Renovation - Dwelling Unit(s) only | Completed | Installation / Repair - Residential - SUITE #601 - Lighting Install, GFCI plug in washroom, fan | Wire-Man Electric Ltd
EP-2023-10232 | 2024-01-08 | 1177 W 7TH AVENUE, Vancouver, BC V6H 1B5 | Electrical Permit | Commercial | Addition | Issued | Installation / Repair - Commercial - Install line voltage electrical to supply heat pump. (includes disconnect and surge protection) Replace Main electrical panel in unit Replace baseboard heater in entrance way of unit No the main service will not be affected as the plan is to decommission a number of baseboard heaters that add up to more watts than the heat pump uses. The heat pump uses 5408 watts according to the name plate values. So, I intend to decommission enough baseboard heaters to add up to a greater number of watts than 5408w. *MP-2023-02021: Issued (Heating and Cooling) | Golding Electric
MP-2023-02021 | 2023-11-15 | 1177 W 7TH AVENUE, Vancouver, BC V6H 1B5 | Mechanical Permit | NULL | NULL | Issued | NULL | Errington Mechanical Ltd
NULL | NULL | 1177 W 7TH AVENUE, Vancouver, BC V6H 1B5 | Electrical Permit | Commercial | Addition | Withdrawn | Installation / Repair - Commercial - Supply line voltage wiring for heat pump and pull out disconnect Replace 200amp panel and breakers Replace baseboard heater Replace light fixture | Golding Electric
NULL | NULL | 1177 W 7TH AVENUE, Vancouver, BC V6H 1B5 | Electrical Permit | Commercial | Addition | Withdrawn | Installation / Repair - Commercial - Install line voltage supply and disconnect for heat pump Replace main panel Replace baseboard heater Replace light fixture | Golding Electric
EP-2022-10575 | 2022-12-16 | 2425 OAK STREET #210, Vancouver, BC V6H 3S7 | Electrical Permit | Commercial | Tenant Improvement | Completed | Installation / Repair - Commercial - Supply and Install power, data cabling and lighting for new Operatory, Hygiene and Staff areas. Relocate some existing power and lighting. >BP: Interior alterations to provide improvements to this existing health care office (Dental Office) unit #210 on the 2nd floor in this existing commercial building on this site. OK for field review as per Nehzat J., September16/2022 Scope of work to include: Removing some interior walls and adding new wall to enlarge staff roof, plumbing work, new plumbing and paint throughout. E2 - Upgrade to incorporate Automatic Partial OFF (per 9.4.1.1.(g) of ASHRAE 90.1-2016) | Priority Electric LTD.
PP-2023-02708 | 2023-07-31 | 2425 OAK STREET #210, Vancouver, BC V6H 3S7 | Plumbing Permit | Commercial | Tenant Improvement | Completed | Commercial - SUITE #210 - 2ND FLOOR - modify rough in to two sinks, install two new sinks >BP: #210 - 2nd floor Interior alterations to provide improvements to this existing health care office (Dental Office) unit #210 on the 2nd floor in this existing commercial building on this site. OK for field review as per Nehzat J., September16/2022 Scope of work to include: Removing some interior walls and adding new wall to enlarge staff roof, plumbing work, new plumbing and paint throughout. | Pine Mechanical Ltd.
GP-2023-00635 | 2023-02-22 | 1235 W BROADWAY #800, Vancouver, BC V6H 1G7 | Gas Permit | Residential | Renovation | Cancelled | Residential - e & Re HWT Gas | Milani Plumbing Heating & Air Conditioning Ltd
EP-2022-00228 | 2022-01-14 | 1212 W BROADWAY, Vancouver, BC V6H 3V1 | Electrical Permit | Commercial | Addition | Completed | Installation / Repair - Commercial - Add Burglar Alarm System-4th floor-NO MAG LOCKS >BP: 4th Floor Interior alterations at this existing general office on the fourth floor to remove unit #410 and retain unit #400. To remove unit #405 and retain unit #403 at this existing commercial building on this site. Scope of work includes filling in an opening between the new units and minor electrical work. DBI to determine if SP is required - Non-Sprinklered per DBI-SE E2 Energy upgrade to incorporate lighting scheduled shut off (per 9.4.1.1.(i) of ASHRAE 90.1.2016) OK for field review per S. Erichsen, November 3, 2021. | Paladin Technologies Inc
EP-2022-01769 | 2022-03-07 | 1717 W 13TH AVENUE #209, Vancouver, BC V6J 2H2 | Electrical Permit | Residential | Renovation - Dwelling Unit(s) only | Completed | Installation / Repair - Residential - #209 Replace electrical fuse panel with breaker panel | ELECTRICAL SAVVY CONTRACTING INC
PP-2023-01835 | 2023-05-25 | 870 W 7TH AVENUE #62, Vancouver, BC V5Z 4C1 | Plumbing Permit | Commercial | New | Completed | Commercial - Rough-in, install new auto washer | Urban Plumbing & Heating Ltd
SP-2022-01037 | 2022-06-24 | 2255 HEATHER STREET, Vancouver, BC V5Z 4J9 | Sprinkler Permit | Residential | Renovation | Completed | Residential - relocate 12 sprinklers to remove them from unprotected cold space below Decks | Mountain Fire Protection Ltd
PP-2022-00869 | 2022-03-16 | 943 W BROADWAY #350, Vancouver, BC V5Z 4E1 | Plumbing Permit | Commercial | Renovation | Completed | Commercial - UNIT #350 - This is a re and re. New p trap being installed and new shut offs being installed. Existing sink had an ABS ptrap. We are converting to XFR #350 - Interior alterations only to provide tenant improvements for a new General Office use at unit #350 (strata lot 15) at this existing commercial Broadway Medical Building. Scope of work includes: relocating lightings, replacing kitchen sink, and changing interior wall layout. | Tidal Mechanical Ltd
GP-2023-01294 | 2023-04-24 | 1590 W 8TH AVENUE #1602, Vancouver, BC V6J 4R8 | Gas Permit | Residential | Renovation | Completed | Residential - 1602: Boiler make: NAVIEN Boiler model: NFB-175 This is to replace old and filing heating system including both the boiler and trim in the mechanical room as well as the problematic radiant manifolds and actuators in the units. We will be replacing the current mid efficient super hot boiler with new high efficiency Navien Fire Tube series boiler which will result in reduced energy consumption. This new boiler and system will be much more intelligent and simple allowing us to get rid of the costly tekmar controls and mixing valve. This new boiler can modulate based on the outside temperature to supply the ideal water temperature to heat the units efficiently. New centrotherm polypropylene venting system will be installed with the new boiler for exhaust and air intake as it co longer uses metal ducting like the current old system. Boiler trim to be installed includes, micro bubble resorber, magnetic dirt filter, expansion tank, boiler feed regulator, backflow device, circulator pump, condensation Neutralizer, safety relief valve, auto air vent, and all necessary piping. New boiler will be fully commissioned and tuned to manufacture specs with combustion analyzer. All manifolds in the suites are to be replaced with compatible actuator valves. This will resolve the problem of them not closing due to not being able to get the correct actuators which causes the heat to not fully turn off. Some drywall may need to be cut around the manifolds for replacement. | JJ&A Mechanical LTD
GP-2023-01293 | 2023-04-24 | 1590 W 8TH AVENUE #1603, Vancouver, BC V6J 4R8 | Gas Permit | Residential | Renovation | Completed | Residential - 1603: Boiler make: NAVIEN Boiler model: NFB-175 This is to replace old and filing heating system including both the boiler and trim in the mechanical room as well as the problematic radiant manifolds and actuators in the units. We will be replacing the current mid efficient super hot boiler with new high efficiency Navien Fire Tube series boiler which will result in reduced energy consumption. This new boiler and system will be much more intelligent and simple allowing us to get rid of the costly tekmar controls and mixing valve. This new boiler can modulate based on the outside temperature to supply the ideal water temperature to heat the units efficiently. New centrotherm polypropylene venting system will be installed with the new boiler for exhaust and air intake as it co longer uses metal ducting like the current old system. Boiler trim to be installed includes, micro bubble resorber, magnetic dirt filter, expansion tank, boiler feed regulator, backflow device, circulator pump, condensation Neutralizer, safety relief valve, auto air vent, and all necessary piping. New boiler will be fully commissioned and tuned to manufacture specs with combustion analyzer. All manifolds in the suites are to be replaced with compatible actuator valves. | JJ&A Mechanical LTD
GP-2023-01292 | 2023-04-24 | 1590 W 8TH AVENUE #1800, Vancouver, BC V6J 4R8 | Gas Permit | Residential | Renovation | Completed | Residential - Boiler make: NAVIEN Boiler model: NFB-200 This is to replace old and failing heating system including both the boiler and trim in the mechanical room as well as the problematic radiant manifolds and actuators in the units. We will be replacing the current mid efficient super hot boiler with new high efficiency Navien Fire Tube series boiler which will result in reduced energy consumption. This new boiler and system will be much more intelligent and simple allowing us to get rid of the costly tekmar controls and mixing valve. This new boiler can modulate based on the outside temperature to supply the ideal water temperature to heat the units efficiently. New centrotherm polypropylene venting system will be installed with the new boiler for exhaust and air intake as it co longer uses metal ducting like the current old system. Boiler trim to be installed includes, micro bubble resorber, magnetic dirt filter, expansion tank, boiler feed regulator, backflow device, circulator pump, condensation Neutralizer, safety relief valve, auto air vent, and all necessary piping. New boiler will be fully commissioned and tuned to manufacture specs with combustion analyzer. All manifolds in the suites are to be replaced with compatible actuator valves. This will resolve the problem of them not closing due to not being able to get the correct actuators which causes the heat to not fully turn off. Some drywall may need to be cut around the manifolds for replacement. | JJ&A Mechanical LTD
PP-2023-03920 | 2023-11-07 | 678 W 7TH AVENUE #219, Vancouver, BC V5Z 1B5 | Plumbing Permit | Commercial | Renovation | Completed | Commercial - UNIT #219 - Install Rough Plumbing for Shower/tub valve and Shower Head. Install tub Drain. Final Shower/tub Fixtures Installation. Install new Vanity faucet. Install and Seal toilet. >BP: #219 Interior alterations to provide improvements to dwelling unit #219 on the courtyard level of this multiple dwelling building on this site. | CRYSTAL SPRING PLUMBING
EP-2022-02858 | 2022-04-11 | 1367 W BROADWAY #FLOOR2, Vancouver, BC V6H 1G9 | Electrical Permit | Commercial | Tenant Improvement | Completed | Installation / Repair - Commercial - • Relocate up to existing light fixtures to accommodate new layout • Install 4 new duplex receptacles on dedicated circuits in Staff Room • Install 2 new GFCI receptacles on dedicated circuits • Provide hardwire power for 2 dishwashers & 1 water chiller disconnect workstations as required so that new carpet can be installed - reconnect once flooring is complete -the only lighting work is to relocate 3 or 4 existing fixtures - there is no new lighting being added. >BP: #201 - full 2nd floor tenant To alter a portion of the interior of unit #201 to provide improvements to the staff room in this existing General Office unit. Scope of work: demo & install interior walls & doors, millwork, plumbing fixtures & electrical work, finishes & painting throughout. OK for Field Review per A. Patterson, Feb 3rd, 2022 Related to BP-2021-06676 for work in unit #201 - 2nd floor. Energy upgrade: E2 - Lighting - Upgrade to incorporate Scheduled Shutoff (per 9.4.1.1.(i) of ASHRAE 90.1-2016) Note: Energy checklist is currently no longer required with your Building Permit (BP) application. Some supporting documents are still required at BP stage, specifically Envelope and HVAC, if applicable. Service Water Heating and Lighting supporting documents, if applicable, must be submitted with your related trades permits (e.g. electrical and plumbing). All energy upgrades will be checked during inspections stage. It is the applicant’s responsibility to identify and note all required upgrades including energy upgrades on their BP drawings at BP stage. Amend: June 30, 2022 to include for replacement of 10 existing red letter exits with new led self powered green running man exits. | Ino-Tek Electric Ltd.
PP-2022-01421 | 2022-04-27 | 1367 W BROADWAY #FLOOR2, Vancouver, BC V6H 1G9 | Plumbing Permit | Commercial | Tenant Improvement | Completed | Commercial - UNIT #201 - Adding 1 sink and Dishwasher as well as 1 chiller for a cold water spiggot #201 - full 2nd floor tenant To alter a portion of the interior of unit #201 to provide improvements to the staff room in this existing General Office unit. Scope of work: demo & install interior walls & doors, millwork, plumbing fixtures & electrical work, finishes & painting throughout. | Pacific Mechanical Systems Ltd
SP-2022-00729 | 2022-05-10 | 1367 W BROADWAY #FLOOR4, Vancouver, BC V6H 1G9 | Sprinkler Permit | Commercial | Tenant Improvement | Completed | Commercial - New closet need 1 sprinkler and add 1 more sprinkler by layout changed #400 - 4th floor To alter the interior of unit 400 to provide improvements to the staff room for this existing General Office tenant. Scope of work: demo & install interior walls & doors, millwork, plumbing fixtures & electrical work, finishes & painting throughout. *****This application does not include any of the following: 1. Not more than 20 sprinklers (add, relocate, or remove), 2. hydraulic calculations, 3. change in occupancy and /or hazard classification, 4. warehouse storage arrangements, 5. mobile compact storage arrangements, 6. alternative solutions, 7. changes to the sprinkler system supply piping (e.g. valves, mains, cross-mains, branch-lines, etc.), or 8. flexible sprinkler pipe. | Spectrum Fire Protection Ltd
EP-2022-02856 | 2022-04-08 | 1367 W BROADWAY #FLOOR4, Vancouver, BC V6H 1G9 | Electrical Permit | Commercial | Tenant Improvement | Completed | Installation / Repair - Commercial - misc demo to accommodate new layout Relocate 4 existing light fixtures install power for approx 17 workstations and install 8 new receptacles Install approx 20 Cat 6 data drops Add 3 new green running man exits >BP: To alter the interior of unit 400 to provide improvements to the staff room for this existing General Office tenant. Scope of work: demo & install interior walls & doors, millwork, plumbing fixtures & electrical work, finishes & painting throughout. OK for Field Review per A. Patterson, Feb 3rd, 2022 Related to BP-2021-06676 for work in unit #201 - 2nd floor. Energy upgrade: E2 - Lighting - Upgrade to incorporate Scheduled Shutoff (per 9.4.1.1.(i) of ASHRAE 90.1-2016) Note: Energy checklist is currently no longer required with your Building Permit (BP) application. Some supporting documents are still required at BP stage, specifically Envelope and HVAC, if applicable. Service Water Heating and Lighting supporting documents, if applicable, must be submitted with your related trades permits (e.g. electrical and plumbing). All energy upgrades will be checked during inspections stage. It is the applicant’s responsibility to identify and note all required upgrades including energy upgrades on their BP drawings at BP stage. | Ino-Tek Electric Ltd.
EP-2022-02010 | 2022-03-14 | 943 W BROADWAY, Vancouver, BC V5Z 4E1 | Electrical Permit | Commercial | Tenant Improvement | Completed | Installation / Repair - Commercial - Install 4 ccts, 9 plugs, 4 data >BP: Interior alterations only to provide tenant improvements for a new General Office use at unit #350 (strata lot 15) at this existing commercial Broadway Medical Building. Scope of work includes: relocating lightings, replacing kitchen sink, and changing interior wall layout. Tenant: Dr. Nima Sakian, DBA: 1336012 BC Ltd. OK for field review as per Howie Chow, February 3, 2022. Note: 1. Energy upgrade - E2 - Lighting - Upgrade to incorporate automatic full off (per 9.4.1.1.(H) of ASHRAE 90.1-2016) | Blueline Electrical Services Ltd
PP-2023-01789 | 2023-05-23 | 1317 W 8TH AVENUE, Vancouver, BC V6H 3W4 | Plumbing Permit | Commercial | Renovation - Dwelling Unit(s) only | Completed | Commercial - Remove bathtub and replace with shower. Move washing machine location. New water heater location x 2 >BP: Interior alterations to renovate 1317 W 8th Ave at building 16 of this existing multiple dwelling building on this site. | Cypress Plumbing And Heating Ltd
EP-2023-04718 | 2023-06-05 | 1317 W 8TH AVENUE, Vancouver, BC V6H 3W4 | Electrical Permit | Commercial | Renovation - Dwelling Unit(s) only | Completed | Installation / Repair - Commercial - new washer/dryer location move switch in room add 3way switch at stairs >BP: Interior alterations to renovate 1317 W 8th Ave at building 16 of this existing multiple dwelling building on this site. OK to process as DTI as per J. Zhang April 18, 2023 | Black Water Electric Ltd
EP-2023-06288 | 2023-07-13 | 1317 W 8TH AVENUE, Vancouver, BC V6H 3W4 | Electrical Permit | Commercial | Renovation - Dwelling Unit(s) only | Completed | Installation / Repair - Commercial - Move switches and plugs, add water tank power, new light fixtures, move oven hood, oven power to be moved. >BP: Interior alterations to renovate 1317 W 8th Ave at building 16 of this existing multiple dwelling building on this site. OK to process as DTI as per J. Zhang April 18, 2023 | Black Water Electric Ltd
SP-2024-00070 | 2024-01-23 | 1237 W BROADWAY, Vancouver, BC V6H 1G7 | Sprinkler Permit | Commercial | Tenant Improvement | Completed | Commercial - NEW SPRINKLER HEAD BY LAYOUT CHANGE >BP: Interior alterations to provide improvements for Health Enhancement Centre tenant at 1237 W Broadway in this existing mixed-use (commercial and residential) building. Scope of work installing a new hot water tank, two washers and dryers and air conditioning unit. No exterior alterations proposed. *****This application does not include any of the following: 1. Not more than 20 sprinklers (add, relocate, or remove), 2. hydraulic calculations, 3. change in occupancy and /or hazard classification, 4. warehouse storage arrangements, 5. mobile compact storage arrangements, 6. alternative solutions, 7. changes to the sprinkler system supply piping (e.g. valves, mains, cross-mains, branch-lines, etc.), or 8. flexible sprinkler pipe. | Spectrum Fire Protection Ltd
GP-2023-04092 | NULL | 1237 W BROADWAY, Vancouver, BC V6H 1G7 | Gas Permit | Commercial | New | Withdrawn | Commercial - Demolition of existing gas piping and cap off. | DHP PLUMBING & MECHANICAL LTD
PP-2023-04383 | 2023-12-19 | 1237 W BROADWAY, Vancouver, BC V6H 1G7 | Plumbing Permit | Commercial | New | Completed | Commercial - Four new lavatory rough-in and installation. One new kitchen rough-in and installation. One new mop sink rough-in and installation. One new washer rough-in and installation. One new electric HTW rough-in and installation. -One kitchen sink >BP: Interior alterations to provide improvements for Health Enhancement Centre tenant at 1237 W Broadway in this existing mixed-use (commercial and residential) building. Scope of work installing a new hot water tank, two washers and dryers and air conditioning unit. No exterior alterations proposed. | DHP PLUMBING & MECHANICAL LTD
EP-2023-11221 | 2023-12-18 | 1237 W BROADWAY, Vancouver, BC V6H 1G7 | Electrical Permit | Commercial | Renovation | Completed | Installation / Repair - Commercial - Install lights and receptacles circuit; Washer and dryer branch circuits; electric hot water tank branch circuit; Emergency lights and exit signs circuit. BP: Interior alterations to provide improvements for Health Enhancement Centre tenant at 1237 W Broadway in this existing mixed-use (commercial and residential) building. Scope of work installing a new hot water tank, two washers and dryers and air conditioning unit. No exterior alterations proposed. | Cathay Services Ltd
NULL | NULL | 1262 W BROADWAY, Vancouver, BC V6H 1G6 | Plumbing Permit | Commercial | Tenant Improvement | Draft | Commercial - Plumbing serving dental office Interior alterations and a change of use from Office to Health Care Office at 1262 W Broadway on the ground floor of this existing mixed-use building on this site. | Status Mechanical Ltd
NULL | NULL | 1262 W BROADWAY, Vancouver, BC V6H 1G6 | Plumbing Permit | Commercial | Tenant Improvement | Draft | Commercial - Plumbing serving dental office Interior alterations and a change of use from Office to Health Care Office at 1262 W Broadway on the ground floor of this existing mixed-use building on this site. | Status Mechanical Ltd
EP-2022-06088 | 2022-07-21 | 1262 W BROADWAY, Vancouver, BC V6H 1G6 | Electrical Permit | Commercial | Renovation | Completed | Installation / Repair - Commercial - Alarm and camera system wiring and installation. Interior alterations and a change of use from Office to Health Care Office at 1262 W Broadway on the ground floor of this existing mixed-use building on this site. | Husky Alarm Integration Ltd
SP-2022-00734 | 2022-05-11 | 1262 W BROADWAY, Vancouver, BC V6H 1G6 | Sprinkler Permit | Commercial | Tenant Improvement | Completed | Commercial - Relocate or add to existing sprinkler system to new layout as per NFPA 13 standards Interior alterations and a change of use from Office to Health Care Office at 1262 W Broadway on the ground floor of this existing mixed-use building on this site. *****This application does not include any of the following: 1. Not more than 20 sprinklers (add, relocate, or remove), 2. hydraulic calculations, 3. change in occupancy and /or hazard classification, 4. warehouse storage arrangements, 5. mobile compact storage arrangements, 6. alternative solutions, 7. changes to the sprinkler system supply piping (e.g. valves, mains, cross-mains, branch-lines, etc.), or 8. flexible sprinkler pipe. | Bernin Fire Protection Ltd
EP-2022-03988 | 2022-05-16 | 1262 W BROADWAY, Vancouver, BC V6H 1G6 | Electrical Permit | Commercial | Tenant Improvement | Completed | Installation / Repair - Commercial - Electrical Installation for Dental office, Including installation of Light fixtures, Switches, Receptacles and DATA, Phone Extra low voltage - this is for patient care area bonding and grounding area >BP: Interior alterations and a change of use from Office to Health Care Office at 1262 W Broadway on the ground floor of this existing mixed-use building on this site. OK for Field Review per W.Wong March 11, 2022 CRP Schedule A and Electrical Schedule B submitted by Abdul El-Haddad, P.Eng., 778-360-2153 ext. 2 Mechanical & Plumbing Schedule B submitted by Satwik Shetty, P. Eng., 778-360-2153 ext. 1 Energy Upgrade: E2 - Lighting - Upgrade to incorporate Scheduled Shutoff (per 9.4.1.1.(i) of ASHRAE 90.1-2016) DBI to determine if separate sprinkler permit is required | Shanai Enterprise Inc
PP-2022-01967 | 2022-07-26 | 1262 W BROADWAY, Vancouver, BC V6H 1G6 | Plumbing Permit | Commercial | Tenant Improvement | Completed | Commercial - Plumbing serving dental office Interior alterations and a change of use from Office to Health Care Office at 1262 W Broadway on the ground floor of this existing mixed-use building on this site. | Status Mechanical Ltd
EP-2023-06788 | 2023-07-26 | 2425 OAK STREET #330, Vancouver, BC V6H 3S7 | Electrical Permit | Commercial | Tenant Improvement | Completed | Installation / Repair - Commercial - RE & RE of existing water source heat pump - Retrofit/Replacement. Like for like exact appliance replacement. Service remained the same, breaker & electrical feed confirmed to be originally sized properly. Equipment will be replaced in the same location as the existing unit. No change in equipment capacity or fuel. | Haakon Industries (Canada) Ltd.
EP-2022-07321 | 2022-09-02 | 1178 W 7TH AVENUE, Vancouver, BC V6H 1B4 | Electrical Permit | Residential | Renovation | Completed | Installation / Repair - Residential - Electrical supply for Ductless split AC -MP-2022-00169 | Milani Electric Limited
MP-2022-00169 | 2022-08-31 | 1178 W 7TH AVENUE, Vancouver, BC V6H 1B4 | Mechanical Permit | NULL | NULL | Completed | NULL | Milani Electric Limited
MP-2023-01614 | 2023-09-03 | 1165 W 7TH AVENUE, Vancouver, BC V6H 1B5 | Mechanical Permit | NULL | NULL | Issued | NULL | Arctic Fox Mechanical Ltd
EP-2023-08008 | 2023-09-12 | 1165 W 7TH AVENUE, Vancouver, BC V6H 1B5 | Electrical Permit | Commercial | Tenant Improvement | Completed | Installation / Repair - Commercial - Heat pump installation on top floor patio: - Install one x 2 pole 30A breaker in 60A sub panel. - Open drywall ceiling to run 10/2 Teck cable from panel to disconnect on patio wall. From disconnect run whip to condenser. - Install surge protector at disconnect. - Terminate and test system. Heat pump installation on bedroom patio: - Install one x 2 pole 15A breaker in 200A main electrical panel. - Run 3/4" EMT conduit from panel through garage wall, along exterior wall and up to patio disconnect. From disconnect run whip to condenser. - Pull #14 AWG cable in EMT conduit. - Install surge protector at disconnect. - Terminate and test system. Cap off wiring in baseboard heaters to offset the electrical demand required by the heat pumps. MP-2023-01614 | RVS Electrical Ltd
NULL | NULL | 948 W 7TH AVENUE, Vancouver, BC V5Z 1C3 | Electrical Permit | Commercial | Renovation | Withdrawn | Installation / Repair - Commercial - Install EV charger circuit | Nelcan Electric Ltd
EP-2023-11124 | 2023-12-20 | 948 W 7TH AVENUE, Vancouver, BC V5Z 1C3 | Electrical Permit | Commercial | Renovation | Completed | Installation / Repair - Commercial - Install EV charger circuit Install EV charger circuit from existing house panel | Nelcan Electric Ltd
EP-2023-01113 | 2023-02-10 | 948 W 7TH AVENUE, Vancouver, BC V5Z 1C3 | Electrical Permit | Commercial | Renovation | Completed | Installation / Repair - Commercial - Minor changes to kitchen wiring including new circuits for New Kitchen home runs -microwave -counter plugs x 2 -dishwasher -fridge Addition of baseboard heater circuits with thermostats -boardroom/main area -office x 4/bathroom New office loghting and receptacles Remove aluminum circuit Fish in plugs in pre-existing walls the space is bringing refreshed with new paint, cabinets, flooring, devices, new homeruns for Baseboard heaters. addition of a few light fixtures | Your 24/7 Electrician Inc
PP-2022-00846 | 2022-03-11 | 1005 W 7TH AVENUE #402, Vancouver, BC V6H 1B2 | Plumbing Permit | Commercial | Renovation - Dwelling Unit(s) only | Completed | Commercial - SUITE #402 - Relocate kitchen sink drain and water #402 Interior alterations to provide kitchen improvements to the existing dwelling unit on the 4th Floor in this existing multiple dwelling building. Scope to include: remove two non-load bearing walls, millwork, finishes, pot lights and electrical | Mirage Plumbing Ltd
NULL | NULL | 1005 W 7TH AVENUE #402, Vancouver, BC V6H 1B2 | Plumbing Permit | Residential | Renovation | Draft | Residential - Relocate water and drain for kitchen sink | Mirage Plumbing Ltd
EP-2022-01922 | 2022-03-09 | 1005 W 7TH AVENUE #402, Vancouver, BC V6H 1B2 | Electrical Permit | Residential | Renovation | Completed | Installation / Repair - Residential - Kitchen receptacles relocating, New led light installation, relocating the switches and appliance's plugs due to remodeling >BP: #402 Interior alterations to provide kitchen improvements to the existing dwelling unit on the 4th Floor in this existing multiple dwelling building. Scope to include: remove two non-load bearing walls, millwork, finishes, pot lights and electrical | M G S Electric Inc
EP-2023-10668 | 2023-11-29 | 725 W 7TH AVENUE #108, Vancouver, BC V5Z 1B9 | Electrical Permit | Commercial | Tenant Improvement | Completed | Installation / Repair - Commercial - Alarm Install - Completion of wireless security system | Atlas Alarms Ltd
EP-2022-01144 | 2022-02-15 | 2243 HEATHER STREET, Vancouver, BC V5Z 4J9 | Electrical Permit | Residential | Renovation | Completed | Installation / Repair - Residential - Kitchen location change, replace all heaters, all switch , plugs and lights >BP: Interior alterations to this existing multiple dwelling unit (2243 Heather) in this existing multiple dwelling building on this site. Scope of work includes: removal of non load bearing wall in the kitchen, new cabinetry and island counter, renovation of existing washrooms, replacing existing fireplace with gas firelplace. Architectural Schedule B provided by Antonio Edwin T. Rigor Ok'd for Field Review by Kim.V December 7th 2021 | H.L. ELECTRICAL LTD
PP-2022-00438 | 2022-02-09 | 2243 HEATHER STREET, Vancouver, BC V5Z 4J9 | Plumbing Permit | Commercial | Renovation - Dwelling Unit(s) only | Completed | Commercial - Remodeling of unit, will be doing re and re of 2 bathrooms, 1 powder room fixtures only and kitchen sink | Plumko Plumbing & Heating Services Ltd
NULL | NULL | 1445 W 70TH AVENUE #101, Vancouver, BC V6P 2Z3 | Gas Permit | Residential | Renovation | Withdrawn | Residential - new hot water tank | Pro Ace Heating & Air Conditioning Services Ltd
EP-2023-07796 | 2023-09-08 | 404 E PENDER STREET, Vancouver, BC V6A 1T9 | Electrical Permit | Commercial | Addition | Completed | Installation / Repair - Commercial - Installing dedicated circuit for dishwasher -We’re just adding a surface installed cable for dishwasher. | Western Innovative System Ltd
PP-2023-03039 | 2023-08-25 | 404 E PENDER STREET, Vancouver, BC V6A 1T9 | Plumbing Permit | Residential | Renovation - Dwelling Unit(s) only | Completed | Residential - UNIT #404 - Install new dishwasher beside kitchen sink Please Note: Any Structural work will require a Building Permit | ASPRA PLUMBING & HEATING LTD.
PP-2023-02409 | 2023-07-11 | 406 E PENDER STREET, Vancouver, BC V6A 1T9 | Plumbing Permit | Residential | Addition | Completed | Residential - Installing a new dishwasher **NOTE: Any structural work may require a building permit | ASPRA PLUMBING & HEATING LTD.
EP-2023-05989 | 2023-07-19 | 406 E PENDER STREET, Vancouver, BC V6A 1T9 | Electrical Permit | Commercial | Addition | Completed | Installation / Repair - Commercial - Add dishwasher circuit | Western Innovative System Ltd
EP-2022-09013 | 2022-10-24 | 414 E PENDER STREET, Vancouver, BC V6A 1T9 | Electrical Permit | Commercial | Addition | Completed | Installation / Repair - Commercial - add dedicated circuit for dishwasher | Western Innovative System Ltd
PP-2022-03960 | 2022-11-02 | 414 E PENDER STREET, Vancouver, BC V6A 1T9 | Plumbing Permit | Residential | Addition | Completed | Residential - Installing a new dishwasher beside kitchen sink | ASPRA PLUMBING & HEATING LTD.
PP-2022-01962 | 2022-06-08 | 412 E PENDER STREET, Vancouver, BC V6A 1T9 | Plumbing Permit | Residential | Renovation | Completed | Residential - Installing new dishwasher | ASPRA PLUMBING & HEATING LTD.
EP-2022-04321 | 2022-05-25 | 412 E PENDER STREET, Vancouver, BC V6A 1T9 | Electrical Permit | Commercial | Addition | Completed | Installation / Repair - Commercial - Add dishwasher circuit | Western Innovative System Ltd
EP-2022-05593 | 2022-07-04 | 422 E PENDER STREET, Vancouver, BC V6A 1T9 | Electrical Permit | Commercial | Addition | Completed | Installation / Repair - Commercial - Add dishwasher circuit | Western Innovative System Ltd
PP-2022-02451 | 2022-08-12 | 422 E PENDER STREET, Vancouver, BC V6A 1T9 | Plumbing Permit | Commercial | Renovation - Dwelling Unit(s) only | Completed | Commercial - Install new dishwasher and install laundry box | ASPRA PLUMBING & HEATING LTD.
PP-2022-01959 | 2022-06-08 | 424 E PENDER STREET, Vancouver, BC V6A 1T9 | Plumbing Permit | Residential | Renovation | Completed | Residential - Install new laundary box and new dishwasher | ASPRA PLUMBING & HEATING LTD.
EP-2022-03416 | 2022-04-28 | 424 E PENDER STREET, Vancouver, BC V6A 1T9 | Electrical Permit | Commercial | Addition | Completed | Installation / Repair - Commercial - Install dedicated circuit for new dishwasher | Western Innovative System Ltd
PP-2022-04220 | 2022-11-23 | 426 E PENDER STREET, Vancouver, BC V6A 1T9 | Plumbing Permit | Residential | Addition | Completed | Residential - Adding new dishwasher beside sink | ASPRA PLUMBING & HEATING LTD.
EP-2022-10014 | 2022-12-12 | 426 E PENDER STREET, Vancouver, BC V6A 1T9 | Electrical Permit | Commercial | Addition | Completed | Installation / Repair - Commercial - Add dishwasher circuit -No structural work. Cabling to be surface installed | Western Innovative System Ltd
MP-2023-00796 | 2023-05-08 | 442 E PENDER STREET, Vancouver, BC V6A 1T9 | Mechanical Permit | NULL | NULL | Issued | NULL | 1236318 BC Ltd DBA Aquatech Vancouver
GP-2023-00915 | 2023-03-14 | 289 ALEXANDER STREET #203, Vancouver, BC V6A 4H6 | Gas Permit | Residential | Renovation - Dwelling Unit(s) only | Completed | Residential - HOOK UP OF REPLACEMENT GAS STOVE | Oakdale Plumbing and Heating Ltd
GP-2022-00200 | 2022-01-22 | 995 W 59TH AVENUE #304, Vancouver, BC V6P 6Z2 | Gas Permit | Residential | New | Issued | Residential - UNIT# 304 Gas range re/re ( removing old gas range and installing new one ) | Super Tech Appliances Installation Ltd
GP-2023-00819 | 2023-03-07 | 8305 CARTIER STREET, Vancouver, BC V6P 4T7 | Gas Permit | Residential | Renovation | Completed | Residential - Re&Re hot water Gas tank | Milani Plumbing Heating & Air Conditioning Ltd
GP-2022-04077 | 2022-12-20 | 8363 HUDSON STREET, Vancouver, BC V6P 4M3 | Gas Permit | Residential | Tenant Improvement | Completed | Residential - Re and re the furnace | Moore & Russell Heating Ltd
EP-2023-03117 | 2023-04-12 | 444 E PENDER STREET, Vancouver, BC V6A 1T9 | Electrical Permit | Commercial | Renovation | Completed | Installation / Repair - Commercial - Replace a 3 pole 100amp breaker on meter center. | Western Innovative System Ltd
GP-2023-02480 | 2023-08-25 | 8408 SELKIRK STREET, Vancouver, BC V6P 4H9 | Gas Permit | Residential | Tenant Improvement | Completed | Residential - RE&RE Furnace | Moore & Russell Heating Ltd
GP-2022-01201 | 2022-04-19 | 8408 SELKIRK STREET, Vancouver, BC V6P 4H9 | Gas Permit | Residential | New | Completed | Residential - New gas range install | Fast Track Appliances Ltd
EP-2023-10017 | NULL | 253 POWELL STREET #2, Vancouver, BC V6A 1G3 | Electrical Permit | Commercial | Addition | Application Incomplete | Installation / Repair - Commercial - Install DCC12 energy management system and 40 amp level 2 Grizzl-E smart EV charger | BC Highlight Electric Corp
MP-2023-00860 | 2023-05-16 | 253 POWELL STREET #2, Vancouver, BC V6A 1G3 | Mechanical Permit | NULL | NULL | Cancelled | NULL | Reliance Comfort Limited Partnership
NULL | NULL | 388 E HASTINGS STREET, Vancouver, BC V6A 1P4 | Electrical Permit | Commercial | Renovation | Draft | Installation / Repair - Commercial - electrical room repairs due to fire | NULL
GP-2023-03330 | 2023-11-03 | 6618 TURNBERRY CRESCENT, Vancouver, BC V5X 4M8 | Gas Permit | Residential | Renovation | Issued | Residential - 1 Fireplace SL-55OTR-IPI-C found to have incorrect venting decommissioning capped for safety and possible installation of new venting under present permit. Venting Only | BC Fireplace Service Inc
GP-2022-00110 | 2022-01-14 | 434 GREENSBORO PLACE, Vancouver, BC V5X 4M4 | Gas Permit | Residential | Addition | Completed | Residential - TO INSTALL 1 FURNACE | BC Care Heating Services Ltd
GP-2023-03943 | 2023-12-13 | 6605 TURNBERRY CRESCENT, Vancouver, BC V5X 4M7 | Gas Permit | Residential | Renovation | Issued | Residential - furnace replacement | Cobing Building Solutions Ltd
EP-2023-06257 | 2023-07-13 | 6605 TURNBERRY CRESCENT, Vancouver, BC V5X 4M7 | Electrical Permit | Residential | Renovation | Completed | Installation / Repair - Residential - Rewire of top floor, upgrade kitchen receptacle, panel replacement. >BP: Interior alterations only for drywall repair due to water damage in this dwelling unit in this existing Multiple Dwelling Building (Building 8) on this site. This permit is only approved for the drywall repair due to the water damage, the interior layout is not being validated in this permit. Architectural Schedule B provided by Scott Gordon >>>Amend: January 10th -re: document(s) have been uploaded to the inspection for the District Electrical Inspector to review | Novawest Electrical Services Ltd
GP-2022-03550 | 2022-11-14 | 8468 CARTIER STREET, Vancouver, BC V6P 4T8 | Gas Permit | Residential | Renovation | Completed | Residential - Installation of high-efficiency boiler | BCRC Plumbing and Heating Ltd
PP-2022-00161 | 2022-01-20 | 1478 W 73RD AVENUE #104, Vancouver, BC V6P 3E8 | Plumbing Permit | Residential | Renovation | Completed | Residential - SUITE #104 - add bathroom in unit and remoce and replace other fixrtures #104 Interior alterations to provide improvements to dwelling unit #104 on the ground and second floor of this multiple dwelling building on this site. | False Creek Plumbing Inc
GP-2022-02200 | 2022-07-27 | 268 W 59TH AVENUE, Vancouver, BC V5X 1X2 | Gas Permit | Residential | Renovation | Completed | Residential - Re&Re Furnace BTU: 66000 | Milani Plumbing Heating & Air Conditioning Ltd
EP-2022-06668 | 2022-08-22 | 268 W 59TH AVENUE, Vancouver, BC V5X 1X2 | Electrical Permit | Residential | Renovation | Completed | Installation / Repair - Residential - Electrical supply for AC | Milani Electric Limited
MP-2022-00317 | 2022-09-30 | 268 W 59TH AVENUE, Vancouver, BC V5X 1X2 | Mechanical Permit | NULL | NULL | Completed | NULL | Milani Electric Limited
GP-2023-00653 | 2023-02-22 | 262 W 59TH AVENUE, Vancouver, BC V5X 1X2 | Gas Permit | Residential | Renovation - Dwelling Unit(s) only | Completed | Residential - TANKLESS REPLACEMENT | CoStar Home Energy Ltd
EP-2022-10398 | 2022-12-13 | 7620 COLUMBIA STREET #405, Vancouver, BC V5X 4S8 | Electrical Permit | Commercial | Renovation | Completed | Installation / Repair - Commercial - Electrical supply for Dsplit MP-2022-00668 | Milani Electric Limited
MP-2022-00668 | 2022-12-08 | 7620 COLUMBIA STREET #405, Vancouver, BC V5X 4S8 | Mechanical Permit | NULL | NULL | Completed | NULL | Milani Electric Limited
GP-2022-03598 | 2022-11-21 | 7511 MANITOBA STREET, Vancouver, BC V5X 4S9 | Gas Permit | Residential | New | Completed | Residential - install a gas fireplace -there are individual meters for each residence | Campbell Care Plumbing, Heating & Air Ltd.
EP-2022-08958 | 2022-10-24 | 7551 MANITOBA STREET, Vancouver, BC V5X 4S9 | Electrical Permit | Commercial | Renovation | Issued | Installation / Repair - Commercial - Install an AC on site. Provide a breaker, wire run, disconnect and whip to the AC unit. -Mechanical permit is required before electrical inspection will be performed | Gandy Installations Ltd
GP-2022-02836 | 2022-09-21 | 7551 MANITOBA STREET, Vancouver, BC V5X 4S9 | Gas Permit | Residential | Tenant Improvement | Completed | Residential - Install furnace | Gandy Installations Ltd
EP-2022-03100 | 2022-04-20 | 7551 MANITOBA STREET, Vancouver, BC V5X 4S9 | Electrical Permit | Residential | Tenant Improvement | Completed | Installation / Repair - Residential - -adding a 40A Dandy Load Miser - installing an EV car charger -installing a load management device (Dandy 40A load miser) | AJ's Electrical Contractors LTD
EP-2022-07220 | 2022-08-26 | 7561 MANITOBA STREET, Vancouver, BC V5X 4S9 | Electrical Permit | Residential | Tenant Improvement | Expired | Installation / Repair - Residential - No change to existing service; Electrical installation for AC BP not required Mechanical permit to be obtained . | Moore And Russell Heating And Air Conditioning Ltd
MP-2022-00152 | 2022-08-26 | 7561 MANITOBA STREET, Vancouver, BC V5X 4S9 | Mechanical Permit | NULL | NULL | Cancelled | NULL | Moore And Russell Heating And Air Conditioning Ltd
EP-2023-03287 | 2023-05-01 | 7561 MANITOBA STREET, Vancouver, BC V5X 4S9 | Electrical Permit | Residential | Addition | Issued | Installation / Repair - Residential - TO CONTINUE WORK STARTED BY OTHERS (EP-2022-07220) Install an AC on site. Provide a breaker, wire run, disconnect and whip to the AC unit. *MP-2023-00550 | Gandy Installations Ltd
MP-2023-00550 | 2023-03-31 | 7561 MANITOBA STREET, Vancouver, BC V5X 4S9 | Mechanical Permit | NULL | NULL | Completed | NULL | Gandy Installations Ltd
GP-2022-03602 | 2022-11-17 | 8481 HUDSON STREET, Vancouver, BC V6P 4M3 | Gas Permit | Residential | Addition | Completed | Residential - Gas fireplace installation | Vaglio Fireplace LTD
GP-2022-01422 | 2022-05-09 | 8273 FREMLIN STREET, Vancouver, BC V6P 3W9 | Gas Permit | Residential | Renovation | Completed | Residential - Replaced old mid efficiency boiler with high efficiency combi boiler. | Ringaway Plumbing Heating and Drainage Ltd
GP-2023-02215 | 2023-07-25 | 8298 FREMLIN STREET, Vancouver, BC V6P 3W8 | Gas Permit | Residential | Renovation | Completed | Residential - Re&re furnace /HWTG | Milani Plumbing Heating & Air Conditioning Ltd
MP-2023-00643 | 2023-04-14 | 7680 COLUMBIA STREET #405, Vancouver, BC V5X 4S8 | Mechanical Permit | NULL | NULL | Completed | NULL | Lumi HVAC Ltd
EP-2023-01146 | 2023-04-25 | 7680 COLUMBIA STREET #405, Vancouver, BC V5X 4S8 | Electrical Permit | Residential | Addition | Completed | Installation / Repair - Residential - supply and install two Heat pump circuit *An approved mechanical permit is required for the installation of air conditioning/ heat Pump before an electrical inspection will be performed | Guy Line Electric Ltd
NULL | NULL | 7680 COLUMBIA STREET #405, Vancouver, BC V5X 4S8 | Mechanical Permit | NULL | NULL | Draft | NULL | NULL
PP-2022-01125 | 2022-04-04 | 2545 FRASER STREET, Vancouver, BC V5T 3V3 | Plumbing Permit | Residential | Addition | Completed | Residential - Addition of a kitchen sink in the garage REFER TO: CF-2021-010480 | WESTSIDE PLUMBING & HEATING
GP-2022-03423 | 2022-11-02 | 718 W 68TH AVENUE, Vancouver, BC V6P 2T9 | Gas Permit | Residential | Tenant Improvement | Completed | Residential - RE:RE: Boiler and Hot Water Tank replacement | 1051750 BC Ltd
EP-2022-10015 | 2022-12-12 | 474 E PENDER STREET, Vancouver, BC V6A 1T9 | Electrical Permit | Commercial | Addition | Completed | Installation / Repair - Commercial - Add dishwasher circuit -No structural work. Cabling to be surface installed | Western Innovative System Ltd
PP-2022-04221 | 2022-11-23 | 474 E PENDER STREET, Vancouver, BC V6A 1T9 | Plumbing Permit | Residential | Addition | Completed | Residential - Adding dishwasher beside kitchen sink | ASPRA PLUMBING & HEATING LTD.
EP-2022-00075 | 2022-01-07 | 472 E PENDER STREET, Vancouver, BC V6A 1T9 | Electrical Permit | Commercial | Addition | Completed | Installation / Repair - Commercial - Add dish washer circuit, and relocate some existing branch circuitry | Western Innovative System Ltd
PP-2022-00348 | 2022-02-08 | 472 E PENDER STREET, Vancouver, BC V6A 1T9 | Plumbing Permit | Commercial | Renovation - Dwelling Unit(s) only | Completed | Commercial - - dishwasher install | Avion Mechanical Ltd
EP-2022-03094 | 2022-04-20 | 3173 MAIN STREET, Vancouver, BC V5T 3G8 | Electrical Permit | Commercial | Addition | Issued | Installation / Repair - Commercial - replace couple fixture, relocate 2-3 outlet and switch, adding some motion sensor. >BP: Exterior and interior alterations to this existing office tenant in this unit (3173) in this existing mixed use building on this site. Scope of work: Deconstruct storefront door and window and reconfigure. Relocate interior walls. Finishing throughout. OK by planning as per Ben - December 20, 2021 OK for field review as per Rosa Astorino - December 20, 2021 Energy Upgrade: E2 - Lighting - Upgrade to incorporate Automatic Partial OFF (per 9.4.1.1.(g) of ASHRAE 90.1-2016) | Atlantic Electric Ltd
SP-2022-00349 | 2022-03-11 | 3173 MAIN STREET, Vancouver, BC V5T 3G8 | Sprinkler Permit | Commercial | Tenant Improvement | Issued | Commercial - relocating 2 sprinklers, additional 2 will be installed in glass separated offices Exterior and interior alterations to this existing office tenant in this unit (3173) in this existing mixed use building on this site. Scope of work: Deconstruct storefront door and window and reconfigure. Relocate interior walls. Finishing throughout. *****This application does not include any of the following: 1. Not more than 20 sprinklers (add, relocate, or remove), 2. hydraulic calculations, 3. change in occupancy and /or hazard classification, 4. warehouse storage arrangements, 5. mobile compact storage arrangements, 6. alternative solutions, 7. changes to the sprinkler system supply piping (e.g. valves, mains, cross-mains, branch-lines, etc.), or 8. flexible sprinkler pipe. | Shore Fire Protection Ltd
EP-2022-03559 | 2022-05-03 | 3173 MAIN STREET, Vancouver, BC V5T 3G8 | Electrical Permit | Commercial | Renovation | Issued | Installation / Repair - Commercial - networking installation >BP: Exterior and interior alterations to this existing office tenant in this unit (3173) in this existing mixed use building on this site. Scope of work: Deconstruct storefront door and window and reconfigure. Relocate interior walls. Finishing throughout. OK by planning as per Ben - December 20, 2021 OK for field review as per Rosa Astorino - December 20, 2021 Energy Upgrade: E2 - Lighting - Upgrade to incorporate Automatic Partial OFF (per 9.4.1.1.(g) of ASHRAE 90.1-2016) | Kwok Wah Wu
EP-2022-10783 | 2023-01-09 | 2636 ST. CATHERINES STREET, Vancouver, BC V5T 3Y4 | Electrical Permit | Residential | Renovation | Completed | Installation / Repair - Residential - 200 amps service upgrade and heaters installation | Wirechief Electric Ltd
EP-2023-02916 | 2023-04-04 | 2638 ST. CATHERINES STREET, Vancouver, BC V5T 3Y4 | Electrical Permit | Residential | Addition | Completed | Installation / Repair - Residential - 200 Amps electrical service upgrade | Wirechief Electric Ltd
MP-2023-00561 | 2023-04-01 | 787 W 70TH AVENUE, Vancouver, BC V6P 2X2 | Mechanical Permit | NULL | NULL | Completed | NULL | Pro Ace Heating & Air Conditioning Services Ltd
EP-2023-02553 | NULL | 787 W 70TH AVENUE, Vancouver, BC V6P 2X2 | Electrical Permit | Residential | Addition | Applicant Revisions | Installation / Repair - Residential - Electrical installation for outdoor Heat Pump Condenser Unit. -here is a double meter base that is 200A rated. Load side splits 100A to each suite ( 2 suites in total) *MP-2023-00561 | NULL
GP-2023-02743 | 2023-09-19 | 788 W 68TH AVENUE, Vancouver, BC V6P 2T9 | Gas Permit | Residential | Renovation | Completed | Residential - Boiler re and re | Superior Gas Installations & Service Ltd
NULL | NULL | 2050 SCOTIA STREET #214, Vancouver, BC V5T 4T1 | Electrical Permit | Commercial | NULL | Withdrawn | Installation / Repair - Commercial - Remove existing fans and lighting, replace new fans and lighting, add hand dryer to bathroom, move lighting fixture away from sprinkler head. add LED lights to closets and one open space tool area. fix all electrical outlets check all breakers are secure and correct. | York Electrical Ltd
NULL | NULL | 2050 SCOTIA STREET #214, Vancouver, BC V5T 4T1 | Electrical Permit | Commercial | Tenant Improvement | Withdrawn | Installation / Repair - Commercial - Remove existing fans and lighting , clean up bx wiring ,replace new ceiling fans add cabaret lighting to specific dimension, add electrical hand dryer to current bathroom, remove existing fixture where kitchenette will be move light fixture away from sprinkler heads on mezzanine , add surface mount switches and light fixtures to two closets on mezzanine, add and fix all electrical plates, ensure all breakers are properly installed and correct | York Electrical Ltd
EP-2022-05151 | 2022-06-20 | 2050 SCOTIA STREET #214, Vancouver, BC V5T 4T1 | Electrical Permit | Commercial | Renovation - Dwelling Unit(s) only | Completed | Installation / Repair - Commercial - remove old fans install new, remove old lights install led lights , add hand dryer remove old plugs install new .add surface mount fixture to closet and switch. Amend: July 5, 2022 Upgrade and Move electrical panel away from kitchen counter to allow 1 m clearance . Install 3/4 emt to ceiling for power to fans and lights. reconnect/relocate panel . | York Electrical Ltd
EP-2022-07154 | 2022-09-26 | 350 E 2ND AVENUE #130, Vancouver, BC V5T 4R8 | Electrical Permit | Residential | Renovation | Completed | Installation / Repair - Residential - SUITE #130 - Relocate the wiring for kitchen and bedroom >BP: Interior alterations to provide improvements to this existing unit (130) in this existing live-work building on this site. Scope of work: Construct interior walls to create a bedroom and relocate kitchen. OK for field review as per Rosa Astorino - January 27, 2022 Schedule B Mechanical & Plumbing submitted per Alex P.L. Lee, 604-324-8763 Energy Upgrade: E2 - LIGHTING - UPGRADE TO INCORPORATE SCHEDULED SHUTOFF (PER 9.4.1.1(i)) of ASHRAE 90.1-2016) Energy upgrade F1 S2 N1 A2 E2 E2 - Lighting - upgrade to incorporate scheduled shutoff | Bally's Fast Electric Inc
PP-2022-02818 | 2022-08-15 | 350 E 2ND AVENUE #130, Vancouver, BC V5T 4R8 | Plumbing Permit | Residential | Addition | Completed | Residential - new kitchen sink and dishwasher >BP: #130 - Floor 1 Interior alterations to provide improvements to this existing unit (130) in this existing live-work building on this site. Scope of work: Construct interior walls to create a bedroom and relocate kitchen. | VCP Media Inc
SP-2022-01597 | 2022-10-03 | 350 E 2ND AVENUE #130, Vancouver, BC V5T 4R8 | Sprinkler Permit | Commercial | Tenant Improvement | Completed | Commercial - one existing sprinkler pendant to be removed #130 - Floor 1 Interior alterations to provide improvements to this existing unit (130) in this existing live-work building on this site. Scope of work: Construct interior walls to create a bedroom and relocate kitchen. *****This application does not include any of the following: 1. Not more than 20 sprinklers (add, relocate, or remove), 2. hydraulic calculations, 3. change in occupancy and /or hazard classification, 4. warehouse storage arrangements, 5. mobile compact storage arrangements, 6. alternative solutions, 7. changes to the sprinkler system supply piping (e.g. valves, mains, cross-mains, branch-lines, etc.), or 8. flexible sprinkler pipe. | Yu Fire Protection Inc.
MP-2023-00127 | 2023-01-31 | 638 W 45TH AVENUE #512, Vancouver, BC V5Z 4R8 | Mechanical Permit | NULL | NULL | Issued | NULL | Ashton Service Group/Ashton Mechanical Ltd.
MP-2023-00331 | 2023-03-09 | 638 W 45TH AVENUE #512, Vancouver, BC V5Z 4R8 | Mechanical Permit | NULL | NULL | Issued | NULL | Ashton Service Group/Ashton Mechanical Ltd.
PP-2023-03231 | 2023-09-12 | 444 W 49TH AVENUE #303, Vancouver, BC V5Y 3V4 | Plumbing Permit | Commercial | Renovation - Dwelling Unit(s) only | Completed | Commercial - UNIT #303 - 3RD FLOOR - replacing shower and bathtub ,fixtures for sink and toilets >BP: #303 - 3rd Floor Interior alterations to renovate the two bathrooms in this dwelling unit #303 on the 3rd floor of this existing multiple dwelling building on this site. | AMF CONTRACTING LTD
EP-2023-07238 | 2023-08-09 | 444 W 49TH AVENUE #303, Vancouver, BC V5Y 3V4 | Electrical Permit | Commercial | Renovation - Dwelling Unit(s) only | Completed | Installation / Repair - Commercial - 1. Bathroom renovation: install new fan, vanity lights, pot lights, switches, GFCI receptacles, timer and thermostat 2. Ensuite renovation: install new fan, vanity lights, pot lights, switches, GFCI receptacles, timer and thermostat 3. Family room: install new light & switch and TV box BP: #303 - 3rd Floor Interior alterations to renovate the two bathrooms in this dwelling unit #303 on the 3rd floor of this existing multiple dwelling building on this site. | Nelcan Electric Ltd
MP-2023-00634 | 2023-04-13 | 6594 PINEHURST DRIVE, Vancouver, BC V5X 4P1 | Mechanical Permit | NULL | NULL | Issued | NULL | One Track Heating & Air Conditioning Inc.
EP-2023-03184 | 2023-04-21 | 6594 PINEHURST DRIVE, Vancouver, BC V5X 4P1 | Electrical Permit | Commercial | Addition | Completed | Installation / Repair - Commercial - Install heat pump to existing townhouse (MP-2023-00634: Issued) | ACS ELECTRICAL LTD
EP-2023-02538 | 2023-03-24 | 1618 STATION STREET, Vancouver, BC V6A 1B6 | Electrical Permit | Commercial | NULL | Issued | Annual / Operating - Misc electrical work throughout Renewal of EP-2022-02759 Valid Apr 17, 2023 - Apr 16, 2024 | Mott Electric General Partnership
EP-2023-01748 | 2023-03-02 | 1618 STATION STREET, Vancouver, BC V6A 1B6 | Electrical Permit | Commercial | Renovation | Cancelled | Installation / Repair - Commercial - Installation of time delayed interlock egress project. No Maglocks Site Contact - Michael Flodin 6043283568 >BP: 4th floor To alter the interior of the 4th floor of this existing laboratory/office building to install three (3) new magnetic locks (See Revision #1) to two lab rooms, as per the code report submitted by Celerity Engineering Ltd. TENANT: Stemcell Technologies Canada Inc. REVISION #1: project description revised to indicate three (3) mag locks installed instead of two (2) as indicated on the door sequence and operation document in sentence 1 and on the Architectural Drawings A1.00 and A1.01 accepted to Application Documents on May 25, 2022, as submitted by Design Professional and Original Permit Applicant Gordon Klassen from Site Lines Architecture Inc. Oct. 4, 2022 mlh NOTE: Tenant occupies entire building (#500 - main reception) | PALADIN TECHNOLOGIES INC
EP-2022-07669 | 2022-09-14 | 1618 STATION STREET, Vancouver, BC V6A 1B6 | Electrical Permit | Commercial | Addition | Completed | Installation / Repair - Commercial - Access control addition, integrating 3 doors into an interlock project Site Contact: Michael Flodin YES MAGLOCKS >BP: To alter the interior of the 4th floor of this existing laboratory/office building to install two new magnetic locks to two lab rooms, as per the code report submitted by Celerity Engineering Ltd. Architectural Schedule B provided by Gordon Klassen | PALADIN TECHNOLOGIES INC
EP-2022-02759 | 2022-04-05 | 1618 STATION STREET, Vancouver, BC V6A 1B6 | Electrical Permit | Commercial | NULL | Expired | Annual / Operating - Misc electrical work throughout Renewal of EP-2021-02458 Valid Apr 17, 2022 - Apr 16, 2023 | Mott Electric General Partnership
NULL | NULL | 336 E 1ST AVENUE #403, Vancouver, BC V5T 4R6 | Plumbing Permit | Residential | New | Withdrawn | Residential - Install new on demand water heater | BD Plumbing
PP-2022-00886 | 2022-03-16 | 336 E 1ST AVENUE #403, Vancouver, BC V5T 4R6 | Plumbing Permit | Residential | Renovation | Completed | Residential - Kitchen and bathroom reno >BP: #403 Interior alterations to provide improvements to dwelling unit (forming an integral part of an artist studio class A) #403 on the 4th floor of this artist studio/residential building on this site. Work to also add a bathroom to the loft area. OK for Field Review per W.Wong, March 29, 2021 Note to applicant: The services of a structural engineer may be required, based upon site inspection by the District Building Inspector. A Sprinkler permit may be required, as determined by the District Building Inspector. Energy requirements: E2 - Appliances - Upgrade to an Energuide/Energy Star appliance (washer; dryer) | BD Plumbing
EP-2022-03423 | 2022-04-29 | 336 E 1ST AVENUE #403, Vancouver, BC V5T 4R6 | Electrical Permit | Commercial | Renovation - Dwelling Unit(s) only | Completed | Installation / Repair - Commercial - we are just re and re the lights we arent adding anything new and we are installing dimmers on the lights. >BP: Interior alterations to provide improvements to dwelling unit (forming an integral part of an artist studio class A) #403 on the 4th floor of this artist studio/residential building on this site. Work to also add a bathroom to the loft area. OK for Field Review per W.Wong, March 29, 2021 Note to applicant: The services of a structural engineer may be required, based upon site inspection by the District Building Inspector. A Sprinkler permit may be required, as determined by the District Building Inspector. Energy requirements: E2 - Appliances - Upgrade to an Energuide/Energy Star appliance (washer; dryer) | David Stein
EP-2022-03903 | 2022-05-12 | 336 E 1ST AVENUE #403, Vancouver, BC V5T 4R6 | Electrical Permit | Residential | Renovation | Completed | Installation / Repair - Residential - structured wiring >BP: Interior alterations to provide improvements to dwelling unit (forming an integral part of an artist studio class A) #403 on the 4th floor of this artist studio/residential building on this site. Work to also add a bathroom to the loft area. OK for Field Review per W.Wong, March 29, 2021 Note to applicant: The services of a structural engineer may be required, based upon site inspection by the District Building Inspector. A Sprinkler permit may be required, as determined by the District Building Inspector. Energy requirements: E2 - Appliances - Upgrade to an Energuide/Energy Star appliance (washer; dryer) | Vancouver Audiospace Home Control Ltd
SP-2022-00746 | 2022-05-13 | 336 E 1ST AVENUE #403, Vancouver, BC V5T 4R6 | Sprinkler Permit | Commercial | Tenant Improvement | Completed | Commercial - Add and relocate heads to suit new tenant layout #403 Interior alterations to provide improvements to dwelling unit (forming an integral part of an artist studio class A) #403 on the 4th floor of this artist studio/residential building on this site. Work to also add a bathroom to the loft area. *****This application does not include any of the following: 1. Not more than 20 sprinklers (add, relocate, or remove), 2. hydraulic calculations, 3. change in occupancy and /or hazard classification, 4. warehouse storage arrangements, 5. mobile compact storage arrangements, 6. alternative solutions, 7. changes to the sprinkler system supply piping (e.g. valves, mains, cross-mains, branch-lines, etc.), or 8. flexible sprinkler pipe. | Viking Fire Protection Inc
GP-2023-03630 | 2023-11-20 | 8428 SELKIRK STREET, Vancouver, BC V6P 4H9 | Gas Permit | Residential | Renovation | Completed | Residential - RE&RE hot water tank | Milani Plumbing Heating & Air Conditioning Ltd
PP-2023-01014 | 2023-03-27 | 8438 SELKIRK STREET, Vancouver, BC V6P 4H9 | Plumbing Permit | Residential | Renovation | Completed | Residential - Water distribution re pipe for the whole house. Adding one lavatory sink in the ensuite bathroom. Re location of hot water tank from 2nd floor to main floor. Re and re of all other plumbing fixtures. >BP: Exterior and Interior alterations to Re/RE windows and doors and improve the interior of unit 8438 Selkirk in the two family dwelling building on this site. Scope of work: - Kitchen & bathrooms update, layout changes to add utility room, remove closet in bedroom #2, - Re & re railing, re/re windows, remove & install interior walls & doors on main & upper fl. - Install electrical heat pump & HRV, plumbing fixtures, upgrade DHW to electrical tankless, upgrade electrical including add 1 EV charger. | GVA Plumbing & Heating Ltd
GP-2023-01013 | 2023-03-24 | 8438 SELKIRK STREET, Vancouver, BC V6P 4H9 | Gas Permit | Residential | New | Completed | Residential - Gas line rough in and finishing installation for one gas range. | GVA Plumbing & Heating Ltd
EP-2023-02789 | 2023-03-31 | 8438 SELKIRK STREET, Vancouver, BC V6P 4H9 | Electrical Permit | Residential | Renovation | Issued | Installation / Repair - Residential - Run 6 cat5 ad d mark run + 1 doorbell LVT | One Stop Alarm Systems Ltd
MP-2023-00637 | 2023-04-14 | 8438 SELKIRK STREET, Vancouver, BC V6P 4H9 | Mechanical Permit | NULL | NULL | Completed | NULL | Energy 1 Services Ltd
EP-2022-06962 | 2022-08-19 | 8349 SELKIRK STREET, Vancouver, BC V6P 4J1 | Electrical Permit | Residential | Renovation - Dwelling Unit(s) only | Completed | Installation / Repair - Residential - To Continue work started by another company(EP-2022-05752) . Final installation at one Bathroom ( This was rough in inspected under El.permit # 2022-05752-01 result Pass , then EP-2022-05752 Permit was cancelled)) . Rough in wiring and the final inspection for second bathroom . | Positron Services Ltd
PP-2022-02371 | 2022-07-11 | 8349 SELKIRK STREET, Vancouver, BC V6P 4J1 | Plumbing Permit | Residential | Renovation | Completed | Residential - 2 bathroom renos. Master Bathroom ( Replace toilet. Replace tub and diverter). Main Bathroom (Replace shower stall and diverter. Replace toilet and vanity). **No Building alterations or Building work otherwise a BP will be required | CRYSTAL SPRING PLUMBING
EP-2022-05752 | 2022-07-07 | 8349 SELKIRK STREET, Vancouver, BC V6P 4J1 | Electrical Permit | Residential | Renovation | Cancelled | Installation / Repair - Residential - In floor heating; 6 pot lights and correct baseboard heating >>Amend: July 18th APPLICANT: Christopher Veresh did not have an external account applied on his behalf. -added his name on: APPLICANT field: Christopher Veresh and added his contact phone 403-613-7746 >>>AMEND: July 29th corrected APPLICANT to correct name: Christopher Veresh and updated phone # to - 778-239-0376 >>>AMEND: August 2 new mobile number is 778-539-8056 | Christopher Veresh
EP-2023-10628 | NULL | 415 W 15TH AVENUE, Vancouver, BC V5Y 1Y5 | Electrical Permit | Residential | Addition | Applicant Revisions | Installation / Repair - Residential - Install heat pump. MP-2023-02030 | 0704121 BC Ltd
MP-2023-02030 | 2023-11-14 | 415 W 15TH AVENUE, Vancouver, BC V5Y 1Y5 | Mechanical Permit | NULL | NULL | Issued | NULL | 0704121 BC Ltd
EP-2022-02942 | 2022-04-13 | 237 E 4TH AVENUE #419, Vancouver, BC V5T 4R4 | Electrical Permit | Residential | Renovation | Completed | Installation / Repair - Residential - -Finish rough in for main floor landing area, kitchen, and laundry room -Tie new circuits into panel -Add pot lights and new switching (client to provide pot lights) -Complete bathroom rough in upstairs -Add outlets as required >BP: Interior alterations and new mezzanine (316.5 ft2) to unit #419 in this existing artist live work in this exiting 4 story building. This permit is to replace BP-2019-03011. To be reviewed under the 2019 VBBL | Vancity Electric Inc
SP-2023-00120 | 2023-01-23 | 237 E 4TH AVENUE #419, Vancouver, BC V5T 4R4 | Sprinkler Permit | Commercial | Renovation - Dwelling Unit(s) only | Completed | Commercial - UNIT #419 - Add new heads under a revised mezzanine >DB: Interior alterations and new mezzanine (316.5 ft2) to unit #419 in this existing artist live work in this exiting 4 story building. This permit is to replace BP-2019-03011. *****This application does not include any of the following: 1. Not more than 20 sprinklers (add, relocate, or remove), 2. hydraulic calculations, 3. change in occupancy and /or hazard classification, 4. warehouse storage arrangements, 5. mobile compact storage arrangements, 6. alternative solutions, 7. changes to the sprinkler system supply piping (e.g. valves, mains, cross-mains, branch-lines, etc.), or 8. flexible sprinkler pipe. | Acme Fire and Safety co
PP-2023-00156 | 2023-01-17 | 237 E 4TH AVENUE #419, Vancouver, BC V5T 4R4 | Plumbing Permit | Commercial | Renovation | Completed | Commercial - UNIT #419 - Re-pipe existing copper pipe to wirsbo. Change HWT, add a clothes washer. >DB: Interior alterations and new mezzanine (316.5 ft2) to unit #419 in this existing artist live work in this exiting 4 story building. This permit is to replace BP-2019-03011. | Flawless Plumbing Heating & Gas Ltd
NULL | NULL | 237 E 4TH AVENUE #419, Vancouver, BC V5T 4R4 | Plumbing Permit | Commercial | Renovation | Draft | Commercial - Replace existing HWT, re-pipe water lines from copper to wirsbo, re/re existing fixtures. Add a dishwasher. | Flawless Plumbing Heating & Gas Ltd
EP-2023-00845 | 2023-02-02 | 237 E 4TH AVENUE #419, Vancouver, BC V5T 4R4 | Electrical Permit | Commercial | Renovation | Completed | Installation / Repair - Commercial - TO CONTINUE WORK STARTED BY OTHERS (EP-2022-02942) Adding 10 plugs, relocating switches and adding 1 bathroom fan >BP: Interior alterations and new mezzanine (316.5 ft2) to unit #419 in this existing artist live work in this exiting 4 story building. This permit is to replace BP-2019-03011. To be reviewed under the 2019 VBBL Request for an extension to the application approved by P Ryan Revision #1 - To change the owner applicant to Michele Bowers and to change the interior layout of the mezzanine area. Accepted Feb.28/22 Erv Revision #2 - Changes to interior layout and changing the guard rail from glass to perforated steel. - Accepted Jan.12/23 Erv | Vijay Kumar Sharma
NULL | NULL | 237 E 4TH AVENUE #419, Vancouver, BC V5T 4R4 | Electrical Permit | Commercial | Renovation | Draft | Installation / Repair - Commercial - Addition of plugs, lights and switches | Vijay Kumar Sharma
GP-2022-01344 | 2022-04-29 | 228 WATERFORD DRIVE #60, Vancouver, BC V5X 4T4 | Gas Permit | Residential | New | Completed | Residential - Re Re Gas furnace | David John Clarkson
EP-2023-05574 | 2023-07-10 | 238 WATERFORD DRIVE, Vancouver, BC V5X 4T4 | Electrical Permit | Residential | Tenant Improvement | Completed | Installation / Repair - Residential - Electrical to outdoor heat pump -reference: MP-2023-01141 | 0994152 BC Ltd
MP-2023-01141 | 2023-06-21 | 238 WATERFORD DRIVE, Vancouver, BC V5X 4T4 | Mechanical Permit | NULL | NULL | Completed | NULL | 0994152 BC Ltd
GP-2023-02680 | 2023-09-13 | 7591 MANITOBA STREET, Vancouver, BC V5X 4S9 | Gas Permit | Residential | Renovation | Issued | Residential - 1 Fireplace REMOVE AND REINSTALL 1 GAS INSERT | The LM Fireplace Warehouse Ltd.
GP-2022-02327 | 2022-11-29 | 257 WATERLEIGH DRIVE, Vancouver, BC V5X 4T2 | Gas Permit | Residential | Renovation - Dwelling Unit(s) only | Completed | Residential - RE N RE - FURNACE AND HWT REPLACEMENT | CoStar Home Energy Ltd
GP-2022-00195 | 2022-01-21 | 263 WATERLEIGH DRIVE, Vancouver, BC V5X 4T2 | Gas Permit | Residential | Renovation | Completed | Residential - Furnace re&re | Ferenc Nagy
EP-2022-09139 | 2022-10-27 | 230 WATERLEIGH DRIVE, Vancouver, BC V5X 4T2 | Electrical Permit | Residential | Tenant Improvement | Completed | Installation / Repair - Residential - Electrical to outdoor Heat Pump MP-2022-00475 | 0994152 BC Ltd
MP-2022-00475 | 2022-10-26 | 230 WATERLEIGH DRIVE, Vancouver, BC V5X 4T2 | Mechanical Permit | NULL | NULL | Completed | NULL | 0994152 BC Ltd
GP-2022-03286 | 2022-10-25 | 230 WATERLEIGH DRIVE, Vancouver, BC V5X 4T2 | Gas Permit | Residential | Tenant Improvement | Completed | Residential - Decommissioning removal and disposal of gas furnace | 0994152 BC Ltd
MP-2023-01900 | 2023-10-24 | 7683 MANITOBA STREET, Vancouver, BC V5X 4S9 | Mechanical Permit | NULL | NULL | Issued | NULL | BNA Systems Inc and/or Kirkland Metal Shop Ltd
GP-2023-02151 | 2023-07-19 | 7691 MANITOBA STREET, Vancouver, BC V5X 4S9 | Gas Permit | Residential | Renovation | Completed | Residential - Replaced furnace | BNA Systems Inc and/or Kirkland Metal Shop Ltd
MP-2023-01040 | 2023-06-07 | 7691 MANITOBA STREET, Vancouver, BC V5X 4S9 | Mechanical Permit | NULL | NULL | Issued | NULL | BNA Systems Inc and/or Kirkland Metal Shop Ltd
EP-2022-03964 | 2022-05-13 | 2621 QUEBEC STREET #204, Vancouver, BC V5T 3A6 | Electrical Permit | Commercial | Renovation - Dwelling Unit(s) only | Completed | Installation / Repair - Commercial - SUITE #204 - We have a permit that has expired: EP-2018-08078. Since an expired permit cannot be reopened, we are applying for a new permit in order to have the final inspection done. A building permit was pulled for this job: BP-2021-01058. The building inspector has requested the electrical permit to be finalized so they can close the building permit as well. No new work has been done since the original electrical permit. | Vantech Electric Ltd
MP-2022-00057 | 2022-07-29 | 272 E 4TH AVENUE #405, Vancouver, BC V5T 4S2 | Mechanical Permit | NULL | NULL | Cancelled | NULL | Moore And Russell Heating And Air Conditioning Ltd
EP-2022-06418 | 2022-07-29 | 272 E 4TH AVENUE #405, Vancouver, BC V5T 4S2 | Electrical Permit | Commercial | Tenant Improvement | Issued | Installation / Repair - Commercial - No change to existing service . Electrical installation for heat pump. BP not required. Mechanical permit no: MP-2022-00057 | Moore And Russell Heating And Air Conditioning Ltd
MP-2023-01970 | 2023-11-03 | 7623 WHITESPRAY DRIVE, Vancouver, BC V5X 4T3 | Mechanical Permit | NULL | NULL | Completed | NULL | 0994152 BC Ltd
EP-2023-09997 | 2023-11-20 | 7623 WHITESPRAY DRIVE, Vancouver, BC V5X 4T3 | Electrical Permit | Commercial | Tenant Improvement | Completed | Installation / Repair - Commercial - Electrical to outdoor heat pump. *MP-2023-01970: Issued (Heating and Cooling) | 0994152 BC Ltd
GP-2023-03855 | 2023-12-04 | 720 W 68TH AVENUE, Vancouver, BC V6P 2T9 | Gas Permit | Residential | Renovation | Completed | Residential - boiler re&re | Flame Co Heating Services Ltd
GP-2024-00197 | 2024-01-25 | 715 W 68TH AVENUE, Vancouver, BC V6P 2T8 | Gas Permit | Residential | Tenant Improvement | Issued | Residential - Boiler replacement **Amendment - January 25, 2024 - Corrected from Furnace replacement to Boiler replacement | PAPA PLUMBING & HEATING LTD.
EP-2023-00319 | 2023-01-17 | 406 GREENSBORO PLACE, Vancouver, BC V5X 4M4 | Electrical Permit | Residential | Renovation - Dwelling Unit(s) only | Completed | Installation / Repair - Residential - Safety repairs before Hydro restores the power to the unit. Installing approved utility box with a new plug for kitchen under cabinet lights. Replacing broken receptacles with new covers. Installing ground fault protection on next to sink laundry receptacle, converting razor plug to approved ground fault protected bathroom receptacle, termination of permanent light fixtures wired with extension cord. | Golden Leaf Electrical Services Ltd.
EP-2023-08311 | 2023-09-14 | 7680 COLUMBIA STREET #104, Vancouver, BC V5X 4S8 | Electrical Permit | Commercial | Renovation - Dwelling Unit(s) only | Issued | Installation / Repair - Commercial - Installation of security system | ADT Security Services Canada Inc
EP-2022-08421 | 2022-10-12 | 289 ALEXANDER STREET #624, Vancouver, BC V6A 4H6 | Electrical Permit | Residential | Renovation | Issued | Installation / Repair - Residential - Electrical supply for Dsplit -MP-2022-00314 -Balcony | Milani Electric Limited
MP-2022-00314 | 2022-09-30 | 289 ALEXANDER STREET #624, Vancouver, BC V6A 4H6 | Mechanical Permit | NULL | NULL | Completed | NULL | Milani Electric Limited
EP-2023-01466 | 2023-02-22 | 3020 QUEBEC STREET #304, Vancouver, BC V5T 3B1 | Electrical Permit | Residential | Renovation - Dwelling Unit(s) only | Completed | Installation / Repair - Residential - Adding retro fit LED pot lights to one area. >BP: Interior alterations to provide improvements to this dwelling unit on the 3rd floor (#304) in this existing multiple dwelling building on this site. Scope of work: remove partition wall in the kitchen, new sink, cabinets, lighting, flooring and electrical work. Structural Schedule B submitted by Grant Andersen, P.Eng., Struc.Eng. ph: 604-946-0253 OK for Field Review per K. Vogt March 8, 2022 E2 Upgrade, Appliances, Upgrade to an Energuide/Energy Star Appliance (Fridge,Dishwasher) Energy checklist is currently no longer required with your Building Permit (BP) application. Some supporting documents are still required at BP stage, specifically Envelope and HVAC, if applicable. Service Water Heating and Lighting supporting documents, if applicable, must be submitted with your related trades permits (e.g. electrical and plumbing). All energy upgrades will be checked during inspections stage. It is the applicant’s responsibility to identify and note all required upgrades including energy upgrades on their BP drawings at BP stage. | Michael Krznaric
EP-2022-08914 | 2022-10-21 | 318 GREENSBORO PLACE, Vancouver, BC V5X 4M4 | Electrical Permit | Residential | Tenant Improvement | Completed | Installation / Repair - Residential - No change to existing service Building permit not required -Electrical install of AC unit MP-2022-00438 (Issued) Installation of DCC-12+ Install of AC The installed DCC-12 will manage the load for existing car charger load at 9600 W. | Moore And Russell Heating And Air Conditioning Ltd
MP-2022-00438 | 2022-10-19 | 318 GREENSBORO PLACE, Vancouver, BC V5X 4M4 | Mechanical Permit | NULL | NULL | Completed | NULL | Moore And Russell Heating And Air Conditioning Ltd
GP-2022-03216 | 2022-10-19 | 318 GREENSBORO PLACE, Vancouver, BC V5X 4M4 | Gas Permit | Residential | Tenant Improvement | Completed | Residential - Re Re Furnace | Moore & Russell Heating Ltd
GP-2022-03396 | 2022-11-01 | 487 W 46TH AVENUE, Vancouver, BC V5Y 2X4 | Gas Permit | Residential | Renovation | Completed | Residential - Re &re Boiler (BTU 120.000) | Milani Plumbing Heating & Air Conditioning Ltd
GP-2022-01319 | 2022-05-10 | 423 GREENSBORO PLACE, Vancouver, BC V5X 4M6 | Gas Permit | Residential | Renovation | Completed | Residential - INSTALL 1 GAS FIREPLACE ON AN INSIDE WALL 10' UP AND OUT THE ROOF, USING EXISTING GAS LINE >BP: Interior alterations to renovate the existing townhouse unit at 423 Greensboro Place at this existing multiple dwelling building (building 10) on this site. OK for Field Review per J. Zhang February 18, 2022 E2 - Upgrade to an Energuide/Energy Star appliance (fridge;dishwasher) | The LM Fireplace Warehouse Ltd.
GP-2022-00915 | 2022-04-12 | 423 GREENSBORO PLACE, Vancouver, BC V5X 4M6 | Gas Permit | Residential | Renovation | Completed | Residential - replace old furnace with a new Hi efficiency boiler and indirect hot water tank Interior alterations to renovate the existing townhouse unit at 423 Greensboro Place at this existing multiple dwelling building (building 10) on this site. | DDM 1030 Plumbing and Heating Ltd
EP-2022-02339 | 2022-03-24 | 423 GREENSBORO PLACE, Vancouver, BC V5X 4M6 | Electrical Permit | Residential | Renovation | Completed | Installation / Repair - Residential - Renovation and replace main electrical panel with newer. -just replace the existing new electrical panel "Reconnect". Replace existing pot light with new style led pot lights. Replace existing receptacles with TR typle decro style. Rewire kitchen with new layout. Adding 3 smoke alarms. Replace two existing exhausted bathroom fans. Adding two electrical tiolet cover receptacls. Adding two ceiling mount lights. >BP: Interior alterations to renovate the existing townhouse unit at 423 Greensboro Place at this existing multiple dwelling building (building 10) on this site. OK for Field Review per J. Zhang February 18, 2022 E2 - Upgrade to an Energuide/Energy Star appliance (fridge;dishwasher) | Big Forest Electric Ltd
PP-2022-00981 | 2022-04-21 | 423 GREENSBORO PLACE, Vancouver, BC V5X 4M6 | Plumbing Permit | Commercial | Renovation - Dwelling Unit(s) only | Completed | Commercial - SUITE #423 - renovation on master bathroom, laundry, bathroom and kitchen Interior alterations to renovate the existing townhouse unit at 423 Greensboro Place at this existing multiple dwelling building (building 10) on this site. | DDM 1030 Plumbing and Heating Ltd
EP-2022-06282 | 2022-07-26 | 6626 TURNBERRY CRESCENT, Vancouver, BC V5X 4M8 | Electrical Permit | Commercial | Renovation - Dwelling Unit(s) only | Completed | Installation / Repair - Commercial - Install protection guard for exposed light bulbs, install mechanical protection for exposed wiring, disconnect/remove receptacle behind sink, cover it up. Strap some loose wiring, terminate oven wiring and cap off. Power to the house needs to be reconnected by BC Hydro, as it was disconnected over 6 month ago. | Golden Leaf Electrical Services Ltd.
GP-2023-02968 | 2023-10-06 | 8265 SELKIRK STREET, Vancouver, BC V6P 4H8 | Gas Permit | Residential | Renovation | Completed | Residential - RE&RE Furnace | Milani Plumbing Heating & Air Conditioning Ltd
GP-2022-00906 | 2022-03-22 | 1161 W 67TH AVENUE, Vancouver, BC V6P 2S9 | Gas Permit | Residential | Renovation | Completed | Residential - re and re furnace ** Amend 04/01/2022** installation of hot water heater tankless** ** Amend 04/11/2022** It was an old hot water tank and we replaced it with a new tankless water heater | Royal Pro Heating Ltd
EP-2022-09678 | 2022-11-18 | 189 E 16TH AVENUE #111, Vancouver, BC V5T 4R2 | Electrical Permit | Residential | Renovation | Completed | Installation / Repair - Residential - adding pot lights -we are gonna use new Recessed lighting ,making hole saw to cut the ceiling to install the lights. | Bijan Valagohar
EP-2022-06518 | 2022-08-04 | 2588 MAIN STREET, Vancouver, BC V5T 3E4 | Electrical Permit | Commercial | Renovation | Completed | Installation / Repair - Commercial - relocate electric outlets. And fir alarm bell. >BP: Interior alterations to provide improvements to this existing Restaurant Class 1 tenant at 2588 Main St on the ground floor of this mixed-use building on this site. Work to the prep area. CF-2021-015374 Architectural Schedule B provided by Rafael Santa Ana | Prowatt Electric Inc
EP-2022-00511 | 2022-01-25 | 780 W 15TH AVENUE #6, Vancouver, BC V5Z 1R5 | Electrical Permit | Residential | Renovation - Dwelling Unit(s) only | Completed | Installation / Repair - Residential - Adding recessed lighting to bedrooms and living areas (approx 20 lights total) Due to a flood, the ceilings are being removed so the customer wishes to update lighting. | Ryan Charles Pagnossin
GP-2022-02085 | 2022-07-15 | 3695 ANGUS DRIVE, Vancouver, BC V6J 4H6 | Gas Permit | Residential | Renovation | Completed | Residential - Install one natural gas fireplace insert | Vancouver Gas Fireplaces Ltd
EP-2023-06450 | 2023-07-18 | 3695 ANGUS DRIVE, Vancouver, BC V6J 4H6 | Electrical Permit | Residential | Addition | Completed | Installation / Repair - Residential - Existing 200A service and would like to add a 9.6KW EV charge port in the garage right off the main electrical panel. Sufficient capacity exists to add the EV charger without a load management system. | ACE Integrated Systems Ltd
GP-2023-03889 | 2023-12-06 | 1818 HOSMER AVENUE, Vancouver, BC V6J 5A9 | Gas Permit | Residential | Tenant Improvement | Issued | Residential - replace boiler where failed | A-1 Drainage Plumbing & Heating Limited
GP-2023-00208 | 2023-01-17 | 294 W 16TH AVENUE, Vancouver, BC V5Y 1Y9 | Gas Permit | Residential | Addition | Completed | Residential - re and re gas range | Christopher Sterling
EP-2023-01495 | 2023-02-23 | 902 W 19TH AVENUE, Vancouver, BC V5Z 1X5 | Electrical Permit | Residential | Renovation - Dwelling Unit(s) only | Completed | Installation / Repair - Residential - move panel to basement storage area from new kitchen location rewire main floor kitchen and area -the meter to remain in same location and the service size to stay the same... we will need a service reconnect >BP: Exterior and interior alterations to renovate this dwelling unit (902 W 19th Ave) on the main floor of this existing multiple conversion dwelling (two units) of this existing Municipally Designated 'M' heritage building, as permitted per item #1 below: “1) exterior alteration by way of filling in an existing window at west elevation to match adjacent exterior wall assembly. The alteration described above, authorized by the Development Permit Number DB-2022-04812, including conditions and plans forming part thereof, are approved under the Heritage By-law and this Development Permit also constitutes a Heritage Alteration Permit.” Furthermore, Heritage staff have the following Conditions of Approval: 1. All conservation work should be done in accordance with approved drawings, which are made part of this permit application. Scope of work: - Removal of interior walls & doors, plumbing fixtures, millwork & finishes - Relocate kitchen, new appliances, re/re handrail, update bathroom, infill a window on West EL, plumbing fixtures, millwork, finishes, and electrical work. OK for DB per Michele(POD) & Maxine (Heritage) - HAP is required. OK for Field Review as per J. Zhang REUP submitted as per Doug Martin, 604-614-7985, doug@energysmartconsulting.com | Jonkman Electric Ltd
SP-2023-00414 | 2023-03-13 | 902 W 19TH AVENUE, Vancouver, BC V5Z 1X5 | Sprinkler Permit | Residential | Renovation | Completed | Residential - Mainfloor renovation requires omit omega sprinklers and re install flat conceiled victaulic sprinklers. Raising cpvc pipe to accommadate proper elevation for conceiled sprinklers for each omega sprinkler for a total of 9 >BP: Exterior and interior alterations to renovate this dwelling unit (902 W 19th Ave) on the main floor of this existing multiple conversion dwelling (two units) of this existing Municipally Designated 'M' heritage building, as permitted per item #1 below: “1) exterior alteration by way of filling in an existing window at west elevation to match adjacent exterior wall assembly. The alteration described above, authorized by the Development Permit Number DB-2022-04812, including conditions and plans forming part thereof, are approved under the Heritage By-law and this Development Permit also constitutes a Heritage Alteration Permit.” Furthermore, Heritage staff have the following Conditions of Approval: 1. All conservation work should be done in accordance with approved drawings, which are made part of this permit application. Scope of work: - Removal of interior walls & doors, plumbing fixtures, millwork & finishes - Relocate kitchen, new appliances, re/re handrail, update bathroom, infill a window on West EL, plumbing fixtures, millwork, finishes, and electrical work. | Rising Force Fire Sprinkler Installations and Service Inc
PP-2023-00764 | 2023-03-07 | 902 W 19TH AVENUE, Vancouver, BC V5Z 1X5 | Plumbing Permit | Residential | Renovation | Completed | Residential - MCD - Re-locate kitchen sink to island sink. Re & Re (1) new tub and diverter. Re-install existing toilet and sink. >DB: Exterior and interior alterations to renovate this dwelling unit (902 W 19th Ave) on the main floor of this existing multiple conversion dwelling (two units) of this existing Municipally Designated 'M' heritage building, as permitted per item #1 below: “1) exterior alteration by way of filling in an existing window at west elevation to match adjacent exterior wall assembly. The alteration described above, authorized by the Development Permit Number DB-2022-04812, including conditions and plans forming part thereof, are approved under the Heritage By-law and this Development Permit also constitutes a Heritage Alteration Permit.” Furthermore, Heritage staff have the following Conditions of Approval: 1. All conservation work should be done in accordance with approved drawings, which are made part of this permit application. Scope of work: - Removal of interior walls & doors, plumbing fixtures, millwork & finishes - Relocate kitchen, new appliances, re/re handrail, update bathroom, infill a window on West EL, plumbing fixtures, millwork, finishes, and electrical work. | D'AMATO PLUMBING & HEATING
GP-2023-00803 | 2023-03-07 | 902 W 19TH AVENUE, Vancouver, BC V5Z 1X5 | Gas Permit | Residential | Renovation | Completed | Residential - Run new 2PSIG 1/2" black iron gas line from mechanical room to new range location. >BP: Exterior and interior alterations to renovate this dwelling unit (902 W 19th Ave) on the main floor of this existing multiple conversion dwelling (two units) of this existing Municipally Designated 'M' heritage building | D'AMATO PLUMBING & HEATING
EP-2024-00631 | 2024-01-31 | 170 W 16TH AVENUE, Vancouver, BC V5Y 1Y7 | Electrical Permit | Commercial | Renovation - Dwelling Unit(s) only | Issued | Installation / Repair - Commercial - Wire for new 4 inch fire rated potlights in most rooms, install new bath fans, wire for new kitchen layout >BP: Interior alterations to renovate this dwelling unit 170 W 16th Ave on the in this existing Multiple Dwelling building (4 units) on this site. OK to process as DTI as per J. Zhang September 13, 2023 | Calder Electric
GP-2024-00201 | 2024-02-06 | 170 W 16TH AVENUE, Vancouver, BC V5Y 1Y7 | Gas Permit | Residential | Renovation | Issued | Residential - Installation of 1 gas fireplace - venting and hook up only. | Urban Fireplaces Ltd
GP-2022-03701 | 2022-11-23 | 166 W 16TH AVENUE, Vancouver, BC V5Y 1Y7 | Gas Permit | Residential | Renovation | Completed | Residential - water tank replacement | Cangas Heating Service Ltd
GP-2021-02441 | 2022-01-13 | 156 W 16TH AVENUE, Vancouver, BC V5Y 1Y7 | Gas Permit | Residential | New | Completed | Residential - TO RUN A GAS LINE TO 2 BBQS >Amend: May 26th, 2023 addition of a fire pit at 28,000 BTU | Hillcrest Plumbing & Heating (1967) Ltd
PP-2022-02784 | 2022-08-11 | 162 W 16TH AVENUE, Vancouver, BC V5Y 1Y7 | Plumbing Permit | Commercial | Renovation - Dwelling Unit(s) only | Completed | Commercial - Laundry sink Interior alterations to provide improvements to this existing dwelling unit (162 W 16th Av) on the first floor in this existing Multiple dwelling building on this site. Scope of work includes: -Addition of laundry sink, addition of master ensuite vanity sink, stove and dishwasher relocated, dining room dropped ceiling removed with sprinkler head relocation. | Infinity Pacific Mechanical Ltd
SP-2022-01279 | 2022-08-18 | 162 W 16TH AVENUE, Vancouver, BC V5Y 1Y7 | Sprinkler Permit | Residential | Renovation | Completed | Residential - Adjusting 1 sprinkler head >BP: Scope of work includes: -Addition of laundry sink, addition of master ensuite vanity sink, stove and dishwasher relocated, dining room dropped ceiling removed with sprinkler head relocation. | Hydroworks Contracting Ltd
GP-2023-01054 | 2023-03-27 | 162 W 16TH AVENUE, Vancouver, BC V5Y 1Y7 | Gas Permit | Residential | Renovation | Completed | Residential - Decommission and removal of old boiler and HWT and install new Comination Unit . | Ashton Service Group/Ashton Mechanical Ltd.
GP-2022-01787 | 2022-06-10 | 833 W 19TH AVENUE, Vancouver, BC V5Z 1X4 | Gas Permit | Residential | Renovation | Completed | Residential - Hot Water Tank Replacement | Hillcrest Plumbing & Heating (1991) Ltd
EP-2023-02405 | 2023-03-24 | 1505 W 65TH AVENUE, Vancouver, BC V6P 2P9 | Electrical Permit | Commercial | Renovation | Completed | Installation / Repair - Commercial - Renovation -clean up old wiring -install new circuits for appliances and plugs -relocate exit light and emergency light Existing panel, washroom, make up air not to be modified >BP: Interior alterations to change the use from office (D) to retail (E) in this existing mixed-use building on this site. Scope of work: - Interior walls to accommodate new layout, plumbing fixtures, new sink & kitchen equipment. Tenant: Ondotdot Cookies | Benjamin Electric Ltd
PP-2023-00494 | 2023-02-22 | 1505 W 65TH AVENUE, Vancouver, BC V6P 2P9 | Plumbing Permit | Commercial | New | Completed | Commercial - plumbing installations >BP: Interior alterations to change the use from office (D) to retail (E) in this existing mixed-use building on this site. Scope of work: - Interior walls to accommodate new layout, plumbing fixtures, new sink & kitchen equipment. Tenant: Ondotdot Cookies | SHING FUNG PLUMBING AND HEATING LTD
SP-2023-01070 | 2023-07-17 | 1505 W 65TH AVENUE, Vancouver, BC V6P 2P9 | Sprinkler Permit | Commercial | Tenant Improvement | Completed | Commercial - Front Entry: Relocate (x1) upright sprinkler head to centre of the room. Relocate (x1) upright sprinkler head to centre of room and convert to pendant sprinkler head. Kitchen Area: Install (x3) 200° Quick Response chrome pendant sprinkler heads to accommodate new ceiling and space. Back Dish Area: Install (x1) 155° Quick Response chrome pendant sprinkler head. Bathroom Area: Install (x1) 155° Quick Response chrome pendant sprinkler head. Install (x1) 200° Quick Response brass upright sprinkler head above ceiling to protect hot water tank >BP: Interior alterations to change the use from office (D) to retail (E) in this existing mixed-use building on this site. Scope of work: - Interior walls to accommodate new layout, plumbing fixtures, new sink & kitchen equipment. | Fire Pro Fire Protection Ltd.
EP-2023-01927 | 2023-03-15 | 1066 W 13TH AVENUE #305, Vancouver, BC V6H 1N2 | Electrical Permit | Residential | Renovation | Completed | Installation / Repair - Residential - We installed a circuit for a heat pump *MP-2022-00353 | Douglas Millington o/a Moose Electric
MP-2022-00353 | 2022-10-05 | 1066 W 13TH AVENUE #305, Vancouver, BC V6H 1N2 | Mechanical Permit | NULL | NULL | Completed | NULL | Ashton Service Group/Ashton Mechanical Ltd.
MP-2023-01852 | 2023-10-16 | 863 W 16TH AVENUE #403, Vancouver, BC V5Z 1S9 | Mechanical Permit | NULL | NULL | Issued | NULL | Tek Climate Heating & Air Conditioning Ltd
NULL | NULL | 863 W 16TH AVENUE #403, Vancouver, BC V5Z 1S9 | Mechanical Permit | NULL | NULL | Withdrawn | NULL | Tek Climate Heating & Air Conditioning Ltd
EP-2022-09462 | 2022-11-08 | 626 W 26TH AVENUE, Vancouver, BC V5Z 4H6 | Electrical Permit | Residential | Renovation | Completed | Installation / Repair - Residential - Renovation. Updating lighting and devices throughout. Dec 13/22- AMEND Adding in heat pump to home. Including a load calculation. Talked to Jason Rowley about the project, he has said that there won’t be any additional cost to permit. Please let me know if there’s any questions or concerns and how the load calculation looks. Thank you. related permit MP-2022-00695 | Brighter Electric Ltd
MP-2022-00695 | 2022-12-13 | 626 W 26TH AVENUE, Vancouver, BC V5Z 4H6 | Mechanical Permit | NULL | NULL | Completed | NULL | Enviroware Projects Ltd
MP-2023-01071 | 2023-06-11 | 620 W 26TH AVENUE, Vancouver, BC V5Z 4H6 | Mechanical Permit | NULL | NULL | Completed | NULL | Quick Cool Heating and Air Conditioning Ltd
EP-2023-05882 | 2023-07-20 | 620 W 26TH AVENUE, Vancouver, BC V5Z 4H6 | Electrical Permit | Residential | Addition | Completed | Installation / Repair - Residential - Provide 208V 30A circuit for heat pump c/w disconnect -this is a multi unit development with a main service switch which feeds ten units. *the majority of the existing electric space heating has been disconnected *MP-2023-01071: Completed (Heating and Cooling) | Newtech Electrical Services Ltd
GP-2023-01391 | 2023-05-01 | 1738 W 14TH AVENUE, Vancouver, BC V6J 2J7 | Gas Permit | Residential | Addition | Completed | Residential - Gas log set fireplace installation | Vaglio Fireplace LTD
GP-2022-02383 | 2022-08-15 | 1738 W 14TH AVENUE, Vancouver, BC V6J 2J7 | Gas Permit | Residential | Addition | Issued | Residential - 2 Gas fireplace installation | Vaglio Fireplace LTD
EP-2022-04110 | 2022-06-02 | 1738 W 14TH AVENUE, Vancouver, BC V6J 2J7 | Electrical Permit | Residential | Renovation | Completed | Installation / Repair - Residential - Install a new 200A service in the existing detached garage for this single dwelling of this existing duplex. The existing service supplying this single dwelling remains intact, but all existing branch circuits fed by the existing panelboard will be removed and reconnected to a new panelboard supplied by the new service. BC hydro approval, Special permission uploaded with permit. Panelboard Upgrade, Kitchen/Bathroom/basement & Lighting Reno. EV Charger; 250 mcm cable to be installed. No building works. Amend: Aug 5, 2022 Cable /Tel only | All Wire Electric Inc.
EP-2023-01613 | 2023-03-01 | 1023 WOLFE AVENUE #402, Vancouver, BC V6H 1V6 | Electrical Permit | Residential | Renovation | Completed | Installation / Repair - Residential - Electrical supply for Heat pump *MP-2023-00254 | Milani Electric Limited
MP-2023-00254 | 2023-02-24 | 1023 WOLFE AVENUE #402, Vancouver, BC V6H 1V6 | Mechanical Permit | NULL | NULL | Completed | NULL | Milani Electric Limited
GP-2022-01506 | 2022-05-17 | 4250 HEATHER STREET #1, Vancouver, BC V5Z 4H9 | Gas Permit | Residential | Renovation | Completed | Residential - rough in and finishing installation of one gas range. >Interior alterations to provide improvements to this dwelling 4250 Heather st in Building 'R' at this multiple dwelling development on this site. Scope of work includes remove partition walls in kitchen and dining area, remove and install new countertops, cabinets, appliances, flooring, interior doors and millwork. Installation of flash beam, revised lighting layout and new bathroom fixtures. | GVA Plumbing & Heating Ltd
PP-2022-01582 | 2022-05-12 | 4250 HEATHER STREET #1, Vancouver, BC V5Z 4H9 | Plumbing Permit | Residential | Renovation | Completed | Residential - Two bathroom and one kitchen reno's. Domestic re piping of two bathroom's, one kitchen, one laundry room and one hot water tank. >Interior alterations to provide improvements to this dwelling 4250 Heather st in Building 'R' at this multiple dwelling development on this site. Scope of work includes remove partition walls in kitchen and dining area, remove and install new countertops, cabinets, appliances, flooring, interior doors and millwork. Installation of flash beam, revised lighting layout and new bathroom fixtures. >>>> Amend: May 13th -add 50ft (15M) of water service repiping | GVA Plumbing & Heating Ltd
EP-2022-04915 | 2022-06-23 | 4250 HEATHER STREET #1, Vancouver, BC V5Z 4H9 | Electrical Permit | Residential | Renovation - Dwelling Unit(s) only | Completed | Installation / Repair - Residential - Providing power for Condenser Units that provides heat and AC | Malcolm Ali dba Fira Systems
GP-2022-01010 | 2022-04-01 | 4250 HEATHER STREET #1, Vancouver, BC V5Z 4H9 | Gas Permit | Residential | Renovation | Completed | Residential - GAS LOG SET TO E30I-S3 INSERT Interior alterations to provide improvements to this dwelling unit #1, 639 W 27th Avenue in Building 'R' at this multiple dwelling development on this site. Scope of work includes remove partition walls in kitchen and dining area, remove and install new countertops, cabinets, appliances, flooring, interior doors and millwork. Installation of flash beam, revised lighting layout and new bathroom fixtures. | BC Fireplace Service Inc
EP-2022-02501 | 2022-06-15 | 4250 HEATHER STREET #1, Vancouver, BC V5Z 4H9 | Electrical Permit | Residential | Renovation | Completed | Installation / Repair - Residential - minor renovation: updating entire space. Kitchen, bathroom x2, bedrooms. >BP: Interior alterations to provide improvements to this dwelling 4250 Heather st in Building 'R' at this multiple dwelling development on this site. Scope of work includes remove partition walls in kitchen and dining area, remove and install new countertops, cabinets, appliances, flooring, interior doors and millwork. Installation of flash beam, revised lighting layout and new bathroom fixtures. | David Chifan
PP-2022-01672 | 2022-05-18 | 4250 HEATHER STREET #3, Vancouver, BC V5Z 4H9 | Plumbing Permit | Commercial | Renovation | Completed | Commercial - Re piping of water lines only. -There is no structural work involved. All we are going to do is replace the domestic water piping from the unit below (unit 1) as the ceiling space is open and therefore makes it easy to replace the domestic water piping to unit no. 3. The unit no 3 is not undergoing any type of renovation other then replacing the domestic water piping. | GVA Plumbing & Heating Ltd
GP-2022-00017 | 2022-01-06 | 649 W 27TH AVENUE, Vancouver, BC V5Z 4H7 | Gas Permit | Residential | Renovation - Dwelling Unit(s) only | Completed | Residential - RE AND RE GAS LOG SET TO SUPREMEI25 GAS INSERT | BC Fireplace Service Inc
EP-2023-04886 | 2023-06-09 | 649 W 27TH AVENUE, Vancouver, BC V5Z 4H7 | Electrical Permit | Residential | Renovation | Completed | Installation / Repair - Residential - Electrical supply for Dsplit *MP-2023-00978: Issued (Heating and Cooling) | Milani Electric Limited
MP-2023-00978 | 2023-06-01 | 649 W 27TH AVENUE, Vancouver, BC V5Z 4H7 | Mechanical Permit | NULL | NULL | Completed | NULL | Milani Electric Limited
EP-2022-00548 | 2022-02-10 | 281 W 17TH AVENUE, Vancouver, BC V5Y 1Z9 | Electrical Permit | Residential | Renovation | Completed | Installation / Repair - Residential - Install Fire Alarm system for the laneway house attached to the garage Application originally submitted under BU465100 (opened on May 26, 2015). Exterior alterations to enlarge and enclose the existing carport/parking space to construct a new attached two car garage w/ bike storage to the existing 2-storey infill building at 281 W 17th Av at the rear of the site. Scope of work includes removal of existing storage shed built without permit, located on the west side of this infill building. | VS Electric Ltd
GP-2023-03362 | 2023-11-03 | 8532 FRENCH STREET, Vancouver, BC V6P 4W2 | Gas Permit | Residential | Renovation | Completed | Residential - replace an old boiler with a new combi boiler | Vector Home Services Inc
GP-2023-04048 | 2023-12-15 | 8538 FRENCH STREET, Vancouver, BC V6P 4W2 | Gas Permit | Residential | Renovation | Completed | Residential - Replace an old gas boiler and hot water tank with a combi boiler | Vector Home Services Inc
GP-2022-02922 | 2022-09-28 | 938 WESTBURY WALK, Vancouver, BC V6P 6Z5 | Gas Permit | Residential | Addition | Completed | Residential - re and re gas range | Christopher Sterling
GP-2022-02459 | 2022-08-19 | 6565 PINEHURST DRIVE, Vancouver, BC V5X 4N9 | Gas Permit | Residential | Renovation | Completed | Residential - Water Heater Replacement | Hillcrest Plumbing & Heating (1991) Ltd
SP-2022-00550 | 2022-04-19 | 1596 W 14TH AVENUE #7B, Vancouver, BC V6J 2H9 | Sprinkler Permit | Commercial | Renovation - Dwelling Unit(s) only | Completed | Commercial - Replace 1 x 155 degree residential pendent with 1 x 200 degree residential pendent for laundry room >BP: #7B Interior alterations to provide tenant improvements to Unit 7B on the seventh floor in this existing multiple dwelling building on this site. Scope of Work: Renovate the entire unit with new finishes and fixtures. E2 - HVAC - Install Energy Star rated exhaust fan in all Washrooms to suit in-place duct work OK for Field Review as per J.Bal - Nov 17/21 Note to applicant: The services of a structural engineer may be required, based upon site inspection by the District Building Inspector. A Sprinkler permit may be required, as determined by the District Building Inspector. Energy checklist is currently no longer required with your Building Permit (BP) application. Some supporting documents are still required at BP stage, specifically Envelope and HVAC, if applicable. Service Water Heating and Lighting supporting documents, if applicable, must be submitted with your related Trades permits (e.g. electrical and plumbing). All energy upgrades will be checked during inspections stage. It is the applicant’s responsibility to identify and note all required upgrades including energy upgrades on their BP drawings at BP stage. *****This application does not include any of the following: 1. Not more than 20 sprinklers (add, relocate, or remove), 2. hydraulic calculations, 3. change in occupancy and /or hazard classification, 4. warehouse storage arrangements, 5. mobile compact storage arrangements, 6. alternative solutions, 7. changes to the sprinkler system supply piping (e.g. valves, mains, cross-mains, branch-lines, etc.), or 8. flexible sprinkler pipe. | Peak Fire Protection Ltd
PP-2022-00989 | 2022-03-24 | 1596 W 14TH AVENUE #7B, Vancouver, BC V6J 2H9 | Plumbing Permit | Commercial | Renovation - Dwelling Unit(s) only | Completed | Commercial - SUITE #7B - Installation of one laundry tub and auto washer #7B Interior alterations to provide tenant improvements to Unit 7B on the seventh floor in this existing multiple dwelling building on this site. Scope of Work: Renovate the entire unit with new finishes and fixtures. AMEND: MAR 21/2023 Add one shower and one tub to the permit please | G2 Mechanical Ltd
EP-2022-01993 | 2022-03-22 | 1596 W 14TH AVENUE #7B, Vancouver, BC V6J 2H9 | Electrical Permit | Residential | Renovation | Completed | Installation / Repair - Residential - Renovation: lighting changes >BP: #7B Interior alterations to provide tenant improvements to Unit 7B on the seventh floor in this existing multiple dwelling building on this site. Scope of Work: Renovate the entire unit with new finishes and fixtures. E2 - HVAC - Install Energy Star rated exhaust fan in all Washrooms to suit in-place duct work | Kuban Electric Ltd
PP-2022-02229 | 2022-06-23 | 1596 W 14TH AVENUE #8B, Vancouver, BC V6J 2H9 | Plumbing Permit | Residential | Renovation | Completed | Residential - UNIT# 8B Relocat laundry sink | Mirage Plumbing Ltd
GP-2022-03806 | 2023-01-11 | 3711 ALEXANDRA STREET, Vancouver, BC V6J 4C3 | Gas Permit | Residential | Renovation | Completed | Residential - replace the hot water boiler and indirect tank | Malburg Pump & Boiler Ltd
NULL | NULL | 1023 WOLFE AVENUE #404, Vancouver, BC V6H 1V6 | Mechanical Permit | NULL | NULL | Withdrawn | NULL | NULL
MP-2023-00517 | 2023-04-03 | 1023 WOLFE AVENUE #404, Vancouver, BC V6H 1V6 | Mechanical Permit | NULL | NULL | Completed | NULL | K & R Mechanical Ltd
MP-2023-01165 | 2023-06-23 | 4900 CARTIER STREET #59, Vancouver, BC V6M 4H2 | Mechanical Permit | NULL | NULL | Completed | NULL | Reid Brothers Plumbing & Heating Ltd
EP-2023-06160 | 2023-09-27 | 4900 CARTIER STREET #59, Vancouver, BC V6M 4H2 | Electrical Permit | Residential | Tenant Improvement | Completed | Installation / Repair - Residential - Installing heat pump and installing larger panel but keeping same amperage. service will be a reconnect -We are removing all the heating loads to accommodate the new heat pump. Replacing "like" for "like". Talked to Jason Rowley and he said this is the way to do it. | F & S Electrical Ltd
GP-2022-00263 | 2022-01-28 | 472 W 45TH AVENUE, Vancouver, BC V5Y 2W6 | Gas Permit | Residential | Addition | Completed | Residential - re and re gas stove | Christopher Sterling
GP-2023-02799 | 2023-09-25 | 1242 TECUMSEH AVENUE, Vancouver, BC V6H 1T2 | Gas Permit | Residential | Addition | Issued | Residential - Re & Re Furnace | Eaton's Heating Ltd
EP-2023-04664 | 2023-06-02 | 789 W 16TH AVENUE #406, Vancouver, BC V5Z 1S8 | Electrical Permit | Commercial | Renovation | Completed | Installation / Repair - Commercial - #406 lights fixtures replacement, Kitchen receptacles and switches, Heaters installation, install 3 Smart thermostats | Kato Electrical Inc
GP-2023-00273 | 2023-01-24 | 4900 CARTIER STREET #2, Vancouver, BC V6M 4H2 | Gas Permit | Residential | Addition | Completed | Residential - SUPPLY AND INSTALL GAS FIREPLACE AND VENT | Delco Fireplaces Ltd
GP-2023-02924 | 2023-10-04 | 4900 CARTIER STREET #8, Vancouver, BC V6M 4H2 | Gas Permit | Residential | Renovation | Completed | Residential - hot water tank replacement | Reid Brothers Plumbing & Heating Ltd
EP-2022-00673 | 2022-01-31 | 3353 HEATHER STREET #102, Vancouver, BC V5Z 3K6 | Electrical Permit | Residential | Renovation | Completed | Installation / Repair - Residential - Bathroom renovation. >BP: Interior alterations to provide improvements for #102 on the ground floor of this multiple dwelling building on this site. Work to renovate the bathroom. OK for Field Review per W.Wong, June 8, 2021 Note to PC; need to revise strata letter to match scope | Key Electric Ltd
PP-2022-00188 | 2022-01-24 | 3353 HEATHER STREET #102, Vancouver, BC V5Z 3K6 | Plumbing Permit | Residential | Renovation | Completed | Residential - SUITE #102 - replacing toilet, basin and removing tub and installing new tub and faucet #102 Interior alterations to provide improvements for #102 on the ground floor of this multiple dwelling building on this site. Work to renovate the bathroom. | New West Plumbing & Heating & Building Ltd
EP-2022-01347 | 2022-02-22 | 3353 HEATHER STREET #102, Vancouver, BC V5Z 3K6 | Electrical Permit | Residential | Renovation | Cancelled | Installation / Repair - Residential - Change Lighting, Install Led light, Put wire for blind, etc >BP: #102 Interior alterations to provide improvements for #102 on the ground floor of this multiple dwelling building on this site. Work to renovate the bathroom. OK for Field Review per W.Wong, June 8, 2021 Note to PC; need to revise strata letter to match scope | Aidea Solutions Ltd
PP-2023-04234 | 2023-12-05 | 3353 HEATHER STREET #105, Vancouver, BC V5Z 3K6 | Plumbing Permit | Residential | Renovation | Completed | Residential - UNIT #105 - Replace tub to walk in shower (Schluter system). New vanity and toilet >BP: #105 Interior alterations to provide improvements for #105 on the ground floor of this multiple dwelling building on this site. Work to renovate the bathroom. | CRYSTAL SPRING PLUMBING
EP-2023-02822 | 2023-04-03 | 4210 HEATHER STREET, Vancouver, BC V5Z 4H9 | Electrical Permit | Residential | Renovation | Completed | Installation / Repair - Residential - Relocating some electrical wire, adding a few counter plug and some repairs >BP: To alter the interior of dwelling unit in this existing multiple dwelling development to renovate the kitchen area. Scope of work includes removal of a loadbearing wall and installation of a new dropped beam. | Canucks Electric Inc
EP-2023-02124 | 2023-04-06 | 4210 HEATHER STREET, Vancouver, BC V5Z 4H9 | Electrical Permit | Residential | Addition | Completed | Installation / Repair - Residential - Wiring and connection of 2 outdoor mini-split A/C units *An approved mechanical permit is required for the installation of air conditioning or heat pump unit at the time of installation before an electrical inspection will be performed | METROWEST ELECTRIC LTD
GP-2023-03382 | 2023-11-09 | 680 W 26TH AVENUE, Vancouver, BC V5Z 4H6 | Gas Permit | Residential | Renovation | Issued | Residential - Cap unused gas line for fireplace >BP: Interior alterations to renovate this existing townhouse unit in this existing multiple dwelling building on this site. | POM Plumbing and Heating Sevice Ltd
PP-2023-03862 | 2023-11-02 | 680 W 26TH AVENUE, Vancouver, BC V5Z 4H6 | Plumbing Permit | Commercial | Renovation - Dwelling Unit(s) only | Issued | Commercial - Adding a new laundry >BP: Interior alterations to renovate this existing townhouse unit in this existing multiple dwelling building on this site. | POM Plumbing and Heating Sevice Ltd
EP-2023-09861 | 2023-11-24 | 680 W 26TH AVENUE, Vancouver, BC V5Z 4H6 | Electrical Permit | Commercial | Renovation | Issued | Installation / Repair - Commercial - adding pot lights ,ceiling lights, Smoke detectors , air conditioner , relocation of washer and dryer. New A/C load: 6792w Electrical heaters removed: 7680w >BP: Interior alterations to renovate this existing townhouse unit in this existing multiple dwelling building on this site. | Vanstar Electric Ltd
EP-2023-03351 | 2023-04-21 | 668 W 26TH AVENUE, Vancouver, BC V5Z 4H6 | Electrical Permit | Residential | Renovation | Completed | Installation / Repair - Residential - Electrical supply for Dsplit MP-2023-00660 | Milani Electric Limited
MP-2023-00660 | 2023-04-18 | 668 W 26TH AVENUE, Vancouver, BC V5Z 4H6 | Mechanical Permit | NULL | NULL | Completed | NULL | Milani Electric Limited
EP-2022-10641 | 2022-12-21 | 639 W 27TH AVENUE, Vancouver, BC V5Z 4H7 | Electrical Permit | Residential | Renovation | Completed | Installation / Repair - Residential - Electrical supply for Dsplit RE: MP-2022-00722 | Milani Electric Limited
MP-2022-00722 | 2022-12-16 | 639 W 27TH AVENUE, Vancouver, BC V5Z 4H7 | Mechanical Permit | NULL | NULL | Completed | NULL | Milani Electric Limited
MP-2023-01412 | 2023-08-02 | 1012 BALFOUR AVENUE #302, Vancouver, BC V6H 1X1 | Mechanical Permit | NULL | NULL | Completed | NULL | Reid Brothers Plumbing & Heating Ltd
EP-2023-07089 | 2023-10-10 | 1012 BALFOUR AVENUE #302, Vancouver, BC V6H 1X1 | Electrical Permit | Residential | Renovation - Dwelling Unit(s) only | Completed | Installation / Repair - Residential - Installation of a 15A 2 pole A/C unit in unit. No added load as heater removed to accommodate new load. Unit located on balcony as per strata approval -Heat pump is drawing 2160w -1500watt Baseboard heater was removed so the remaining baseboard heater wattage is 3500. *MP-2023-01412: Completed (Cooling) | F & S Electrical Ltd
GP-2023-01185 | 2023-04-11 | 1819 HOSMER AVENUE, Vancouver, BC V6J 2S4 | Gas Permit | Residential | Renovation | Completed | Residential - Replacing boiler and water heater with combination boiler | BC Wide Home Services Ltd
EP-2022-07737 | 2022-09-15 | 1819 HOSMER AVENUE, Vancouver, BC V6J 2S4 | Electrical Permit | Residential | Tenant Improvement | Issued | Installation / Repair - Residential - using existing wiring to swap Tesla EV charger for Porsche EV charger, and adding GFCI breaker to protect outdoor plug | Trudel, Daniel, DBA: Electrum Charging Solutions Inc.
EP-2023-08239 | NULL | 3583 ANGUS DRIVE, Vancouver, BC V6J 4H4 | Electrical Permit | Residential | Renovation | Withdrawn | Installation / Repair - Residential - To provide and install a 12KW LPG Kohler Generator. The customers already has a 20 year old diesel generator installed on site in charge of backing up their well and sump pumps. Looking to decommission the old diesel Generator and relocate to the front property as we have cannot install the LPG tank in the back yard. Provide an automatic transfer switch and all the necessary connections. -it's a RE&RE. Although we are slightly changing the location of the Generator | Gandy Installations Ltd
GP-2022-03749 | 2022-11-28 | 3680 OAK STREET #103, Vancouver, BC V6H 2M2 | Gas Permit | Residential | Tenant Improvement | Completed | Residential - Install water heater | Gandy Installations Ltd
GP-2022-03083 | 2022-10-11 | 3680 OAK STREET #103, Vancouver, BC V6H 2M2 | Gas Permit | Residential | Tenant Improvement | Completed | Residential - Install water heater | Gandy Installations Ltd
GP-2022-03300 | 2022-10-26 | 5818 TISDALL STREET #18, Vancouver, BC V5Z 3N2 | Gas Permit | Residential | Addition | Cancelled | Residential - re and re gas range | Christopher Sterling
GP-2023-00111 | 2023-01-18 | 7916 GRANVILLE STREET #B, Vancouver, BC V6P 4Z2 | Gas Permit | Residential | Renovation | Completed | Residential - Replacement of mid-efficiency boiler with a high-efficiency model RE/RE -replacing a previous old boiler with a newer option of the same styler. The BTU is 120,000 | BCRC Plumbing and Heating Ltd
EP-2023-01438 | 2023-02-22 | 3818 CYPRESS STREET, Vancouver, BC V6J 3P3 | Electrical Permit | Residential | Renovation - Dwelling Unit(s) only | Completed | Installation / Repair - Residential - Install Landscape fixtures -only landscape lighting outside. >BP: “1) To replace windows and doors of the “Cottage North”/”Cottage D” with new wood divided-lite windows; to remove two windows on the north elevation, one window on the south elevation, and two windows on the east elevation and fill-in with matching stucco of existing cladding; to add a skylight to the south elevation, and to increase opening size of north door and opening size of windows adjacent to the south door. The alterations described under item no. 1 above, authorized by the Development-Building Permit Number DB-2020-02228 including conditions and plans forming part thereof, are approved under By-law No. 8371 and this Development-Building Permit also constitutes a Heritage Alteration Permit.” Note: The scope of work also includes interior layout changes. Structural schedule B signed and sealed by D.H.Wicke, 604.484.2859 Renovation energy upgrade proposal prepared by Scott Silverthorn, 604.787.1952 Heritage Alteration Permit for Revision #3 “1) The scope of the exterior work is as follows: A. Updates to the Existing house, including: 1. Remove exterior stairs and door to basement. 1. Patch and repair existing exterior wall. 2. Replace existing cedar shingle roofing with same. Furthermore, staff have the following Conditions of Approval: 1. All work to be done in accordance with the approved Architectural Drawings (dated January, 2022) prepared by Evoke International Design which is made part of this permit application. | CY Electric Ltd
EP-2022-10643 | 2022-12-19 | 3264 OAK STREET #304, Vancouver, BC V6H 2L3 | Electrical Permit | Residential | Renovation - Dwelling Unit(s) only | Completed | Installation / Repair - Residential - Kitchen renovation, ceiling lights, replace bathroom fan. >BP: Interior alterations to the kitchen and bathroom in this dwelling unit on the 3rd floor (#304) in this existing multiple dwelling building. REVISION #1: to add to scope of work to renovate the existing bathroom adjacent to the kitchen. Oct. 3, 2022 mlh | Terminal City Electric Ltd
PP-2022-04405 | 2022-12-12 | 3264 OAK STREET #304, Vancouver, BC V6H 2L3 | Plumbing Permit | Residential | Renovation | Completed | Residential - Kitchen Renovation add fridge line, re and re sink in same location >Interior alterations to the kitchen and bathroom in this dwelling unit on the 3rd floor (#304) in this existing multiple dwelling building. REVISION #1: to add to scope of work to renovate the existing bathroom adjacent to the kitchen. Oct. 3, 2022 mlh NOTE: The services of a structural engineer may be required, based upon site inspection by the District Building Inspector. Building Sprinklered - Building inspector to determine on site if a separate sprinkler permit is required. E2 Upgrade - Install timer (up to 60 minutes) for washroom fan. Energy checklist is currently no longer required with your Building Permit (BP) application. Some supporting documents are still required at BP stage, specifically Envelope and HVAC, if applicable. Service Water Heating and Lighting supporting documents, if applicable, must be submitted with your related trades permits (e.g. electrical and plumbing). All energy upgrades will be checked during inspections stage. It is the applicant’s responsibility to identify and note all required upgrades including energy upgrades on their BP drawings at BP stage. | Vancouver City Plumbing Inc
GP-2022-02541 | 2022-08-25 | 4900 CARTIER STREET #21, Vancouver, BC V6M 4H2 | Gas Permit | Residential | Renovation | Completed | Residential - re/re Viessmann Combi Boiler | Lambert Plumbing & Heating Ltd
EP-2023-08062 | 2023-09-06 | 4900 CARTIER STREET #14, Vancouver, BC V6M 4H2 | Electrical Permit | Residential | Renovation | Issued | Installation / Repair - Residential - Renovation, add pot lights, re-wire kitchen to suit new layout, change existing 100 amp 3 phase panel to a combination panel with 100 amp main breaker. >BP: To alter the interior of this existing dwelling unit in this multiple dwelling building by extending the 2nd floor into the previously open-to-below area. CRP: Andrew Cheung Architect, Tel. 604-685-2088 Email: andrew@andrewcheungarchitects.com Note: "This permit has been reviewed under the provision of Vancouver Building By-law 2019 (#12511)." | AML Construction Ltd
PP-2023-03079 | 2023-08-31 | 4900 CARTIER STREET #14, Vancouver, BC V6M 4H2 | Plumbing Permit | Commercial | Renovation - Dwelling Unit(s) only | Issued | Commercial - Townhouse renovation >BP: To alter the interior of this existing dwelling unit in this multiple dwelling building by extending the 2nd floor into the previously open-to-below area. | McLaren Mechanical
MP-2023-01941 | 2023-10-30 | 4900 CARTIER STREET #14, Vancouver, BC V6M 4H2 | Mechanical Permit | NULL | NULL | Issued | NULL | Lamanden Holdings Ltd
EP-2023-09594 | 2023-11-02 | 4900 CARTIER STREET #14, Vancouver, BC V6M 4H2 | Electrical Permit | Commercial | Renovation - Dwelling Unit(s) only | Issued | Installation / Repair - Commercial - low voltage for alarm, data and tv >BP: To alter the interior of this existing dwelling unit in this multiple dwelling building by extending the 2nd floor into the previously open-to-below area. CRP: Andrew Cheung Architect, Tel. 604-685-2088 Email: andrew@andrewcheungarchitects.com Note: "This permit has been reviewed under the provision of Vancouver Building By-law 2019 (#12511)." | Casbal Services Ltd
PP-2023-04039 | NULL | 785 W 16TH AVENUE, Vancouver, BC V5Z 1S8 | Plumbing Permit | Commercial | Renovation | Withdrawn | Commercial - Bringing water lines, hot water tank, handicap sink, and condensation drainage up to code. Decommissioning 2 sinks And adding one kitchen sink >BP: Interior alterations and a change of use from School - Elementary or Secondary to Retail store to provide improvements for a new tenant at 785 W 16th Ave on the ground floor of this mixed-use building on this site. | DEA MECHANICAL LTD
EP-2023-10487 | 2023-11-29 | 785 W 16TH AVENUE, Vancouver, BC V5Z 1S8 | Electrical Permit | Commercial | Renovation | Issued | Installation / Repair - Commercial - Tenant improvement consisting of new receptacles, data, and 2x4 lighting fixtures. >BP: Interior alterations and a change of use from School - Elementary or Secondary to Retail store to provide improvements for a new tenant at 785 W 16th Ave on the ground floor of this mixed-use building on this site. OK for DB per B.Dufix OK for Field Review per W.Wong Storefront glazing is to remain clear and unobstructed. No translucent or opaque film, artwork, shelving, display case, curtains or similar elements are to be installed on or directly outside or inside of the approved glazing. Separate permit is required for all signage | Oceanview Electric Ltd
PP-2023-03823 | 2023-11-14 | 785 W 16TH AVENUE, Vancouver, BC V5Z 1S8 | Plumbing Permit | Commercial | Tenant Improvement | Issued | Commercial - Bring hot water tank up to code, move drainage for handicap sink to make it code compliant. Decommission 2 sinks, remove one sink and replace with a new sink, add an additional sink. >DB: Interior alterations and a change of use from School - Elementary or Secondary to Retail store to provide improvements for a new tenant at 785 W 16th Ave on the ground floor of this mixed-use building on this site. Nov 17/2023-AMEND to change applicant and contractor to Robert Dea DBA: Dea Mechanical | DEA MECHANICAL LTD
EP-2024-00460 | 2024-01-25 | 296 W 16TH AVENUE, Vancouver, BC V5Y 1Y9 | Electrical Permit | Residential | Renovation | Issued | Installation / Repair - Residential - Small renovation for bathroom and laundry room. Move washer and dryer receptacles, install lighting and install GFCI receptacles. Replace existing panel with a new panel for additional branch circuits. >BP: Interior renovations to unit in existing multiple conversion dwelling at this site. Scope of work includes minor layout change to partition walls on upper floor to increase size of existing washroom by removing walk-in closet. | Rainforest Electrical and Solar Ltd
PP-2024-00158 | 2024-01-24 | 296 W 16TH AVENUE, Vancouver, BC V5Y 1Y9 | Plumbing Permit | Residential | Renovation | Issued | Residential - re rerouting 1 washer box re routing 1 lavatory minor adjustment of toilet adding 1 shower >BP: Interior renovations to unit in existing multiple conversion dwelling at this site. Scope of work includes minor layout change to partition walls on upper floor to increase size of existing washroom by removing walk-in closet. | KCH MECHANICAL LTD.
MP-2023-01827 | 2023-10-12 | 8430 FRENCH STREET, Vancouver, BC V6P 4W2 | Mechanical Permit | NULL | NULL | Issued | NULL | Moore & Russell Heating Ltd
EP-2023-09255 | 2023-10-27 | 8430 FRENCH STREET, Vancouver, BC V6P 4W2 | Electrical Permit | Residential | Tenant Improvement | Issued | Installation / Repair - Residential - Electrical installation for mini split system MP-2023-01827 | Moore And Russell Heating And Air Conditioning Ltd
GP-2023-00075 | 2023-01-09 | 7485 LAUREL STREET, Vancouver, BC V6P 6Y4 | Gas Permit | Residential | Addition | Completed | Residential - re and re gas range | Christopher Sterling
PP-2022-00586 | 2022-02-22 | 865 W 59TH AVENUE, Vancouver, BC V6P 1X8 | Plumbing Permit | Commercial | Renovation | Completed | Commercial - bathroom renovation | WDR CONTRACTING LTD
PP-2022-01375 | 2022-06-14 | 997 W 22ND AVENUE #311, Vancouver, BC V5Z 2A2 | Plumbing Permit | Commercial | Renovation - Dwelling Unit(s) only | Issued | Commercial - SUITE #311 - Replace existing tub to a shower base. | Alma Plumbing & Heating Ltd
EP-2022-03469 | 2022-04-29 | 5733 CAMBIE STREET #502, Vancouver, BC V5Z 4H2 | Electrical Permit | Commercial | Renovation | Completed | Installation / Repair - Commercial - Replace main breaker for unit 502 in electrical room in meter base. -Main breaker was faulty (one phase was missing on load side). Just main breaker was replace with the same amperage. | Big Power Electric Ltd
EP-2022-00762 | 2022-02-14 | 888 W 16TH AVENUE #2, Vancouver, BC V5Z 1T1 | Electrical Permit | Commercial | Renovation | Completed | Installation / Repair - Commercial - UNIT# 2 Installing 5 pot lights in kitchen | Amir Hossein Rastjoo
EP-2022-00376 | 2022-01-25 | 888 W 16TH AVENUE #3, Vancouver, BC V5Z 1T1 | Electrical Permit | Residential | New | Completed | Installation / Repair - Residential - Installation of Sinope Load controller device (RM3250ZB) onto EXISTING hot water tank, as part of a BC Hydro project to enable remote monitoring of electrical demand and usage. | It's On Electric Company Inc
EP-2023-03500 | 2023-05-01 | 980 W 21ST AVENUE #301, Vancouver, BC V5Z 1Z1 | Electrical Permit | Commercial | Renovation - Dwelling Unit(s) only | Completed | Installation / Repair - Commercial - -Wire and install 20amp Ac Disconnect -Disconnect baseboard heaters and thermostats -Power requirements not changing. Disconnecting 20amp baseboard Heating circuit and reusing same 20amp circuit for heat pump *An approved mechanical permit is required for the installation of air conditioning or heat pump unit at the time of installation before an electrical inspection will be performed | JSP ELECTRIC LTD
MP-2023-00879 | 2023-05-18 | 980 W 21ST AVENUE #301, Vancouver, BC V5Z 1Z1 | Mechanical Permit | NULL | NULL | Completed | NULL | ARCON HEATING AND AIR CONDITIONING
MP-2023-00873 | 2023-05-18 | 980 W 21ST AVENUE #PH1, Vancouver, BC V5Z 1Z1 | Mechanical Permit | NULL | NULL | Completed | NULL | ARCON HEATING AND AIR CONDITIONING
NULL | NULL | 8490 FRENCH STREET, Vancouver, BC V6P 4W2 | Gas Permit | Residential | Renovation | Draft | Residential - installation of range | Advantage Home Service Ltd
GP-2023-00258 | 2023-01-21 | 8490 FRENCH STREET, Vancouver, BC V6P 4W2 | Gas Permit | Residential | Renovation | Completed | Residential - istallation of a range | Advantage Home Service Ltd
EP-2022-07139 | 2022-08-25 | 460 W 16TH AVENUE #14, Vancouver, BC V5Y 1Z3 | Electrical Permit | Residential | Renovation | Completed | Installation / Repair - Residential - Changing Potlights, moving light switches, installing new baseboard heaters, updating plugs and switches, installing nuheat in the bathroom adding lights in bedrooms -will have to cut some holes in the drywall to fish wires through the interior walls | Michael McCallum
PP-2022-03231 | 2022-09-28 | 460 W 16TH AVENUE #14, Vancouver, BC V5Y 1Z3 | Plumbing Permit | Commercial | Renovation | Completed | Commercial - renovate a bathroom, kitchen and add a laundry **A building permit may be required if there are any building or structural alterations** | Conor Whyte Plumbing And Heating Limited
EP-2022-06589 | 2022-08-19 | 6601 TURNBERRY CRESCENT, Vancouver, BC V5X 4M7 | Electrical Permit | Residential | Renovation | Issued | Installation / Repair - Residential - Adding a house panel in the electrical room to a block of Townhouses as none was ever installed originally and the exterior lights for the block were being powered from a tenants Panel | High Mark Electrical and Mechanical Ltd
EP-2023-07151 | 2023-08-08 | 6601 TURNBERRY CRESCENT, Vancouver, BC V5X 4M7 | Electrical Permit | Residential | Renovation | Completed | Installation / Repair - Residential - Wiring installation for garage, installing pot lights in 2 bedrooms. BP: Exterior and interior alterations for fire damage repairs only to this existing dwelling unit in this existing multiple dwelling. | AJ's Electrical Contractors LTD
GP-2023-02421 | 2023-08-21 | 6602 TURNBERRY CRESCENT, Vancouver, BC V5X 4M8 | Gas Permit | Residential | Renovation | Completed | Residential - 1 Fireplace & 1 BBQ Remove an existing fireplace and re-install a fireplace, vent up and out the wall. ***Amendment- September 25, 2023 - Add 1 BBQ*** | The LM Fireplace Warehouse Ltd.
GP-2023-00270 | 2023-01-23 | 1186 LAURIER AVENUE, Vancouver, BC V6H 1Y5 | Gas Permit | Residential | Renovation | Completed | Residential - Re&re boiler | Milani Plumbing Heating & Air Conditioning Ltd
GP-2023-00269 | 2023-01-23 | 1188 LAURIER AVENUE, Vancouver, BC V6H 1Y5 | Gas Permit | Residential | Renovation | Completed | Residential - re&re boiler | Milani Plumbing Heating & Air Conditioning Ltd
GP-2023-00987 | 2023-03-21 | 4900 CARTIER STREET #44, Vancouver, BC V6M 4H2 | Gas Permit | Residential | Renovation - Dwelling Unit(s) only | Completed | Residential - Installing one gas boiler | Reid Brothers Plumbing & Heating Ltd
GP-2021-03375 | 2022-01-19 | 4900 CARTIER STREET #82, Vancouver, BC V6M 4H2 | Gas Permit | Residential | New | Completed | Residential - Install one natural gas fireplace >Interior alterations of the dwelling-townhouse unit (#82 - SL 81) in this existing two storey, Multiple dwelling (Building 20 - Shaughnessy Place II) containing 4 dwelling-townhouse units. Scope of work includes: alterations to remove kitchen and bathroom walls, millwork, fixtures and appliances, remove flooring, stairs and fireplace; re-finish ceiling, new millwork, stairs, plumbing fixtures, appliances, lighting and fireplace, new doors, floors, lighting, paint and finishes throughout. Structural work to support 2nd floor framing for new stairs relocated and infill of OTB floor area (27.8 sq. ft. FSR added). OK for Field Review per K. Vogt May 5, 2021. OK for added floor space as per J. Greer/A. Wroblewski (see POSSE note). Notes: ~ Energy Upgrade: as per REUP for submitted. ~ Building Not Sprinklered – No sprinkler permit required. ~ Schedule B Structural submitted by Jianli Guo, P. Eng. of FNG Structural Engineering Inc., Tel: 604 518-1098. | Vancouver Gas Fireplaces Ltd
MP-2023-01261 | 2023-07-10 | 7168 OAK STREET #411, Vancouver, BC V6P 3Z9 | Mechanical Permit | NULL | NULL | Completed | NULL | Pro Ace Heating & Air Conditioning Services Ltd
EP-2022-05850 | 2022-07-22 | 7168 OAK STREET #411, Vancouver, BC V6P 3Z9 | Electrical Permit | Residential | New | Completed | Installation / Repair - Residential - Electrical wiring from suite electrical panel to outdoor AC Unit installation located on balcony. Note: A mechanical permit is required. | Daniel Topping
PP-2022-00323 | 2022-02-01 | 3218 HEATHER STREET, Vancouver, BC V5Z 4R9 | Plumbing Permit | Commercial | Renovation - Dwelling Unit(s) only | Issued | Commercial - Townhome renovation. Re and re kitchen, re and re powder room, re and re master tub, toilet, add second sink in master | Conor Whyte Plumbing And Heating Limited
EP-2022-00831 | 2022-02-04 | 3218 HEATHER STREET, Vancouver, BC V5Z 4R9 | Electrical Permit | Commercial | Renovation | Issued | Installation / Repair - Commercial - Small renovation for kitchen and bathrooms. Re and re of kitchen appliances, upgrade kitchen outlets, wiring for strip lighting and rough driver box, re wiring of switches and switch locations, addition pot lights, additional circuits to panel -service stays, adding additional circuits | MJR Electric Ltd
PP-2023-01957 | 2023-06-01 | 978 W 16TH AVENUE, Vancouver, BC V5Z 1T2 | Plumbing Permit | Commercial | Renovation - Dwelling Unit(s) only | Completed | Commercial - replacing bathtub and diverter | Robert Sargent
EP-2022-06639 | 2022-08-12 | 1566 W 13TH AVENUE #302, Vancouver, BC V6J 2G4 | Electrical Permit | Residential | Addition | Completed | Installation / Repair - Residential - DISCONNECT KITCHEN APPLIANCES AND RECONNECT NEW KITCHEN CABINENT INSTALLED MOVE ONE ELECTRICAL HEATER TO NEW LOCATION AND CHANGE TWO FAN HEATER WITH KICK SPACE HEATERS NEW SWITCH AND PLUG IN KITCHEN | Indy Electrical Ltd
GP-2022-02049 | 2022-07-12 | 3560 MAPLE STREET, Vancouver, BC V6J 3V6 | Gas Permit | Residential | New | Completed | Residential - Replace of existing hot water tank (Gas) with like with like 40 Gal and to bring up to code | Blue Moon Plumbing Heating Ltd
EP-2022-00929 | 2022-02-07 | 4900 CARTIER STREET #205, Vancouver, BC V6M 4H2 | Electrical Permit | Residential | Addition | Completed | Installation / Repair - Residential - Renovation, lighting, plug circuits for kitchen, panel relocation and upgrade BP: Unit #205 Interior alterations to provide tenant improvements in Unit #205 (Shaughnessy Place I) in this existing multiple dwelling building on this site. Scope of Work: Reconfigure the kitchen and master bathroom, update the guest bathroom and convert the existing storage to a bedroom. | Wire-Man Electric Ltd
PP-2022-00468 | 2022-02-10 | 4900 CARTIER STREET #205, Vancouver, BC V6M 4H2 | Plumbing Permit | Commercial | Renovation - Dwelling Unit(s) only | Completed | Commercial - SUITE #205 - NEW FINXTURE INSTALLED Unit #205 Interior alterations to provide tenant improvements in Unit #205 (Shaughnessy Place I) in this existing multiple dwelling building on this site. Scope of Work: Reconfigure the kitchen and master bathroom, update the guest bathroom and convert the existing storage to a bedroom. | J&YMechanical Ltd
EP-2022-07870 | 2022-09-22 | 633 W 16TH AVENUE #104, Vancouver, BC V5Z 1S5 | Electrical Permit | Residential | Renovation | Issued | Installation / Repair - Residential - Inspect common area electrical near Unit 104 due to water damage. Inspect P1 electrical room and area below 104. | Villa Electric (1980) Ltd
GP-2023-01749 | 2023-06-05 | 4900 CARTIER STREET #38, Vancouver, BC V6M 4H2 | Gas Permit | Residential | Renovation | Completed | Residential - Install boiler and 40 gallon hot water tank | Lambert Plumbing & Heating
PP-2022-02335 | 2022-07-06 | 4900 CARTIER STREET #39, Vancouver, BC V6M 4H2 | Plumbing Permit | Residential | Renovation | Issued | Residential - Kitchen , shower , 2 toilet , 2 vanity , bath tub >BP: #39 Interior alterations to provide kitchen and bathroom improvements in unit #39 (Shaughnessy Place I) in this existing multiple dwelling building on this site. E2 - Appliances - Upgrade to an Energuide/Energy Star appliance (washer; dryer) OK for Field Review per Kim V - Nov 30/21 | Mirage Plumbing Ltd
EP-2022-05158 | 2022-06-17 | 4900 CARTIER STREET #39, Vancouver, BC V6M 4H2 | Electrical Permit | Residential | Renovation | Issued | Installation / Repair - Residential - remove kitchen plugs for oven, fridge, washer/dryer >BP: Interior alterations to provide kitchen and bathroom improvements in unit #39 (Shaughnessy Place I) in this existing multiple dwelling building on this site. E2 - Appliances - Upgrade to an Energuide/Energy Star appliance (washer; dryer) OK for Field Review per Kim V - Nov 30/21 Amend: Nov 1, 2022 need to call rough wire inspection for the kitchen alterations. | Aweico Electric Ltd
GP-2022-01991 | 2022-07-05 | 4900 CARTIER STREET #41, Vancouver, BC V6M 4H2 | Gas Permit | Residential | Renovation | Completed | Residential - Re&Re Hot water gas tank BTU: 40.000 | Milani Plumbing Heating & Air Conditioning Ltd
EP-2022-05114 | 2022-06-16 | 929 W 16TH AVENUE #206, Vancouver, BC V5Z 1T3 | Electrical Permit | Residential | Renovation | Completed | Installation / Repair - Residential - relocate microwave plug; relocate counter plug; install under low voltage under cabinet lighting | Giant Electric Ltd
GP-2022-01314 | NULL | 768 W 15TH AVENUE, Vancouver, BC V5Z 1R5 | Gas Permit | Residential | Renovation | Cancelled | Residential - Gas fireplace installation >BP: 768 W 15th Ave Interior alterations to provide improvements to dwelling unit 768 W 15th Ave at this multiple dwelling building on this site. Scope of work includes: kitchen and master ensuite upgrade. OK for Field Review per W. Wong February 7, 2022 E2 - Appliances - Upgrade to an Energuide/Energy Star appliance (fridge; dishwasher) | 496302 BC Ltd
NULL | NULL | 768 W 15TH AVENUE, Vancouver, BC V5Z 1R5 | Electrical Permit | Residential | Renovation | Draft | Installation / Repair - Residential - Relocating switches, plugs and light fixtures | NULL
NULL | NULL | 768 W 15TH AVENUE, Vancouver, BC V5Z 1R5 | Electrical Permit | Residential | Renovation | Draft | Installation / Repair - Residential - Relocating plugs and switches in entire house | Megatech Trades Corp
NULL | NULL | 768 W 15TH AVENUE, Vancouver, BC V5Z 1R5 | Electrical Permit | Residential | Renovation | Draft | Installation / Repair - Residential - Relocating switches plugs and lights | Megatech Trades Corp
EP-2022-03679 | 2022-05-10 | 768 W 15TH AVENUE, Vancouver, BC V5Z 1R5 | Electrical Permit | Residential | Renovation | Completed | Installation / Repair - Residential - relocating switches, plugs and lights -Tenant improvement kitchen and master ensuite upgrade >BP: Interior alterations to provide improvements to dwelling unit 768 W 15th Ave at this multiple dwelling building on this site. Scope of work includes: kitchen and master ensuite upgrade. Revision #1 to provide for the installation of a new air conditioner unit at the exterior balcony on floor level 4, including four (4) indoor units, as indicated on the revised Architectural Drawings A0-1, A0-2, A0-3, and A0-4, and added new Architectural Drawings A0-5 and A0-6. Letters of assurance submitted: - Sch B (Arch): Joel Schwartz, P.Eng., 604.320.1999 - Sch D: Joel Schwartz, P.Eng., 604.320.1999 OK for Field Review per W. Wong February 7, 2022 E2 - Appliances - Upgrade to an Energuide/Energy Star appliance (fridge; dishwasher) | Megatech Trades Corp
NULL | NULL | 768 W 15TH AVENUE, Vancouver, BC V5Z 1R5 | Electrical Permit | Residential | Renovation | Draft | Installation / Repair - Residential - Relocating switches, plugs and lights | Megatech Trades Corp
NULL | NULL | 768 W 15TH AVENUE, Vancouver, BC V5Z 1R5 | Electrical Permit | Residential | Renovation | Draft | Installation / Repair - Residential - Relocating switches,plugs and lights | Megatech Trades Corp
SP-2022-00802 | 2022-05-24 | 768 W 15TH AVENUE, Vancouver, BC V5Z 1R5 | Sprinkler Permit | Residential | Renovation | Completed | Residential - 6 concealed head swaps. 2 relocated concealed heads. 1 new concealed head. 2 capped head. 768 W 15th Ave Interior alterations to provide improvements to dwelling unit 768 W 15th Ave at this multiple dwelling building on this site. Scope of work includes: kitchen and master ensuite upgrade. *****This application does not include any of the following: 1. Not more than 20 sprinklers (add, relocate, or remove), 2. hydraulic calculations, 3. change in occupancy and /or hazard classification, 4. warehouse storage arrangements, 5. mobile compact storage arrangements, 6. alternative solutions, 7. changes to the sprinkler system supply piping (e.g. valves, mains, cross-mains, branch-lines, etc.), or 8. flexible sprinkler pipe. | Stuart Andrews
GP-2022-01186 | 2022-04-19 | 768 W 15TH AVENUE, Vancouver, BC V5Z 1R5 | Gas Permit | Residential | New | Completed | Residential - Gas fireplace installation Interior alterations to provide improvements to dwelling unit 768 W 15th Ave at this multiple dwelling building on this site. Scope of work includes: kitchen and master ensuite upgrade. | 496302 BC Ltd
PP-2022-00736 | 2022-03-03 | 768 W 15TH AVENUE, Vancouver, BC V5Z 1R5 | Plumbing Permit | Commercial | Renovation - Dwelling Unit(s) only | Completed | Commercial - moving plumbing fixtures 768 W 15th Ave Interior alterations to provide improvements to dwelling unit 768 W 15th Ave at this multiple dwelling building on this site. Scope of work includes: kitchen and master ensuite upgrade. | Jim Kambas Plumbing Ltd
SP-2023-00355 | 2023-03-01 | 4085 OAK STREET, Vancouver, BC V6H 2M7 | Sprinkler Permit | Commercial | Tenant Improvement | Completed | Commercial - add heads into new tenant layout >BP: Interior alterations to provide improvements for this exiting health care office (dental) in this existing mixed-use building on this site. Scope of work includes new partitions, equipment, plumbing, electrical and finishes. *****This application does not include any of the following: 1. Not more than 20 sprinklers (add, relocate, or remove), 2. hydraulic calculations, 3. change in occupancy and /or hazard classification, 4. warehouse storage arrangements, 5. mobile compact storage arrangements, 6. alternative solutions, 7. changes to the sprinkler system supply piping (e.g. valves, mains, cross-mains, branch-lines, etc.), or 8. flexible sprinkler pipe | Five Star Fire Protection Ltd
PP-2023-00657 | 2023-03-09 | 4085 OAK STREET, Vancouver, BC V6H 2M7 | Plumbing Permit | Commercial | Tenant Improvement | Completed | Commercial - Install DWV / WP, plumbing Fixtures, Hand Wash Sinks, Backflow >BP: Interior alterations to provide improvements for this exiting health care office (dental) in this existing mixed-use building on this site. | Pine Mechanical Ltd.
EP-2023-02164 | 2023-03-16 | 4085 OAK STREET, Vancouver, BC V6H 2M7 | Electrical Permit | Commercial | Tenant Improvement | Completed | Installation / Repair - Commercial - New Dental office - EMT conduit, BX wiring, Cat6 network, lighting. >BP: Interior alterations to provide improvements for this exiting health care office (dental) in this existing mixed-use building on this site. Scope of work includes new partitions, equipment, plumbing, electrical and finishes. Schedule A & B (Electrical) submitted by Patrick Krzesinski, P.Eng., 604.986.4128 Schedule B (Mechanical/Plumbing) submitted by Daryl Keturakis, P.Eng, 604-591-2766 OK for field review as per K. Kang, October 17, 2022 Energy Upgrade: E2 - Lighting - Upgrade to Restricted to Manual ON (per 9.4.1.1.(b) of ASHRAE 90.1-2016) | Vanrook Electric Ltd
GP-2022-02956 | 2022-10-03 | 1333 THE CRESCENT, Vancouver, BC V6H 1T7 | Gas Permit | Residential | New | Completed | Residential - Wolf 48" Freestanding Dual Fuel Range | Han Appliances & Refrigeration Ltd
GP-2022-01692 | 2022-06-05 | 1333 THE CRESCENT, Vancouver, BC V6H 1T7 | Gas Permit | Residential | New | Completed | Residential - gas fitting | R J Gas Ltd
EP-2022-01048 | 2022-02-16 | 1333 THE CRESCENT, Vancouver, BC V6H 1T7 | Electrical Permit | Residential | Addition | Completed | Installation / Repair - Residential - security alarm, tel/data/cable, audio. - COMPLETE SECURITY ALARM SYSTEM. (CF-2022-001285) | Orca Automation Corp
PP-2022-00386 | 2022-02-25 | 1333 THE CRESCENT, Vancouver, BC V6H 1T7 | Plumbing Permit | Residential | Renovation | Completed | Residential - Install new fixtures and waterpiping Interior alterations only to provide water damage repairs to the existing Kitchen, Family Room, Bathrooms, Ensuite, and Laundry Area, and minor alterations as indicated on the Main, Second, and Basement Floor plans at 1333 The Crescent at this existing Multiple Conversion Dwelling building site. CF-2022-001285 | J&L Enterprises Ltd.
EP-2022-00881 | 2022-02-28 | 1333 THE CRESCENT, Vancouver, BC V6H 1T7 | Electrical Permit | Residential | Renovation | Completed | Installation / Repair - Residential - Renovation - Swap out old Pot Lights with new ones, add smoke detectors in bedrooms, retrofit Lutron RA2 system, run new ktichen circuits, delete existing steam shower. Add LED Strip in Bar Area. Delete existing wall sconces. New outlets and switches for all existing areas. - AC was existing so we are just reconnecting it (CF-2022-001285) >BP: Interior alterations only to provide water damage repairs to the existing Kitchen, Family Room, Bathrooms, Ensuite, and Laundry Area, and minor alterations as indicated on the Main, Second, and Basement Floor plans at 1333 The Crescent at this existing Multiple Conversion Dwelling building site. OK for SIPS processing, and the district building inspector has waived the work without permit fees, and no Site Plan is required as per Earl Howe, February 15, 2022. Energy upgrade not required; water damager repair only | Castle Electric Inc
EP-2023-07445 | 2023-08-16 | 1596 W 14TH AVENUE #1A, Vancouver, BC V6J 2H9 | Electrical Permit | Residential | New | Completed | Installation / Repair - Residential - Installation of security system. | ADT Security Services Canada Inc
GP-2022-03239 | 2022-10-20 | 8666 GRANVILLE STREET #102, Vancouver, BC V6P 5A1 | Gas Permit | Residential | Renovation - Dwelling Unit(s) only | Completed | Residential - Installing tankless water heater | Reid Brothers Plumbing & Heating Ltd
PP-2023-04264 | 2023-12-07 | 6526 PINEHURST DRIVE, Vancouver, BC V5X 4P1 | Plumbing Permit | Commercial | Renovation - Dwelling Unit(s) only | Issued | Commercial - remove and replace plumbing fixtures, reconfigure bathroom group >BP: Interior alterations to provide improvements to this townhouse unit 6526 Pinehurst Drive at this multiple dwelling building on this site. | Headwaters Mechanical Ltd
EP-2023-10971 | 2023-12-07 | 6526 PINEHURST DRIVE, Vancouver, BC V5X 4P1 | Electrical Permit | Commercial | Renovation - Dwelling Unit(s) only | Issued | Installation / Repair - Commercial - Renovation. New lighting updating kitchen and bathrooms. Updating electrical devices. >BP: Interior alterations to provide improvements to this townhouse unit 6526 Pinehurst Drive at this multiple dwelling building on this site. OK for DTI per W. Wong September 22, 2023 | Brighter Electric Ltd
EP-2023-07113 | NULL | 8728 SW MARINE DRIVE #PH1, Vancouver, BC V6P 6A4 | Electrical Permit | Residential | Renovation | Applicant Revisions | Installation / Repair - Residential - install new heat pump *MP-2023-01388: Completed (Heating and Cooling) ¦ | Terradyne Electrical Services Inc
MP-2023-01388 | 2023-07-31 | 8728 SW MARINE DRIVE #PH1, Vancouver, BC V6P 6A4 | Mechanical Permit | NULL | NULL | Completed | NULL | Rio Heating and Cooling
EP-2022-08913 | 2022-10-20 | 1350 W 14TH AVENUE #11, Vancouver, BC V6H 1R1 | Electrical Permit | Commercial | Renovation - Dwelling Unit(s) only | Issued | Installation / Repair - Commercial - adding new circuit for mini split | Bisco Electrical Contracting Ltd.
MP-2022-00522 | 2022-11-04 | 1350 W 14TH AVENUE #11, Vancouver, BC V6H 1R1 | Mechanical Permit | NULL | NULL | Completed | NULL | Pioneer Plumbing & Heating Inc
NULL | NULL | 1350 W 14TH AVENUE #12, Vancouver, BC V6H 1R1 | Plumbing Permit | Residential | Renovation | Draft | Residential - plumbing renovation final | Pioneer Plumbing & Heating Inc
PP-2022-04255 | 2022-11-25 | 1350 W 14TH AVENUE #12, Vancouver, BC V6H 1R1 | Plumbing Permit | Residential | Renovation | Completed | Residential - whole unit reno -previous plumbing company completed rough in PP-2022-01669 -change of contractor-letter attached >BP: #12 - 12th floor and loft Interior alterations only to provide improvements in this existing full floor dwelling unit on the 12th floor and upper floor loft (unit#12) of this existing multiple dwelling building on this site. Scope of work: demo and construction of partition walls to enlarge closet in master bedroom, back framing ceiling to be flushed with ceiling throughout, replace bathtub with shower, relocate laundry machines, reconfigure kitchen, remove 2 f/p, replace 1 f/p, replace plumbing fixtures, new millwork, new flooring throughout. Electrical, Plumbing, & sprinklers to suit. | Pioneer Plumbing & Heating Inc
MP-2022-00105 | 2022-08-15 | 1350 W 14TH AVENUE #12, Vancouver, BC V6H 1R1 | Mechanical Permit | NULL | NULL | Completed | NULL | Pioneer Plumbing & Heating Inc
EP-2022-00339 | NULL | 1350 W 14TH AVENUE #12, Vancouver, BC V6H 1R1 | Electrical Permit | Residential | Renovation | Withdrawn | Installation / Repair - Residential - Electrical renovation. Pot lights,switch’s,receptacles, | D S Clayton Electric Ltd
SP-2022-00858 | 2022-05-30 | 1350 W 14TH AVENUE #12, Vancouver, BC V6H 1R1 | Sprinkler Permit | Residential | Tenant Improvement | Completed | Residential - remove walls and bulkheads to open rooms #12 - 12th floor and loft Interior alterations only to provide improvements in this existing full floor dwelling unit on the 12th floor and upper floor loft (unit#12) of this existing multiple dwelling building on this site. Scope of work: demo and construction of partition walls to enlarge closet in master bedroom, back framing ceiling to be flushed with ceiling throughout, replace bathtub with shower, relocate laundry machines, reconfigure kitchen, remove 2 f/p, replace 1 f/p, replace plumbing fixtures, new millwork, new flooring throughout. Electrical, Plumbing, & sprinklers to suit. *****This application does not include any of the following: 1. Not more than 20 sprinklers (add, relocate, or remove), 2. hydraulic calculations, 3. change in occupancy and /or hazard classification, 4. warehouse storage arrangements, 5. mobile compact storage arrangements, 6. alternative solutions, 7. changes to the sprinkler system supply piping (e.g. valves, mains, cross-mains, branch-lines, etc.), or 8. flexible sprinkler pipe. | Mountain Fire Protection Ltd
EP-2022-04062 | 2022-05-18 | 1350 W 14TH AVENUE #12, Vancouver, BC V6H 1R1 | Electrical Permit | Residential | Renovation | Completed | Installation / Repair - Residential - Safety check and corrected the Rough in wiring done by others And finish it. -CF-2022-001374 -#12 - 12th floor and loft ***amendment*** Added Heat pump installation. MP-2022-00105 Interior alterations only to provide improvements in this existing full floor dwelling unit on the 12th floor and upper floor loft (unit#12) of this existing multiple dwelling building on this site. Scope of work: demo and construction of partition walls to enlarge closet in master bedroom, back framing ceiling to be flushed with ceiling throughout, replace bathtub with shower, relocate laundry machines, reconfigure kitchen, remove 2 f/p, replace 1 f/p, replace plumbing fixtures, new millwork, new flooring throughout. Electrical, Plumbing, & sprinklers to suit. >>>>AMEND: Aug. 10th - INSPECTOR please see the UPLOADED documents provided in the Application Documents tab- thank you | D S Clayton Electric Ltd
PP-2022-01669 | 2022-05-19 | 1350 W 14TH AVENUE #12, Vancouver, BC V6H 1R1 | Plumbing Permit | Residential | Renovation - Dwelling Unit(s) only | Completed | Residential - Replace bathtub, showers , faucets for showers ,Kitchen sink , dishwasher, new Toilets , Lavatories and partial replace water pipes >BP: #12 - 12th floor and loft Interior alterations only to provide improvements in this existing full floor dwelling unit on the 12th floor and upper floor loft (unit#12) of this existing multiple dwelling building on this site. Scope of work: demo and construction of partition walls to enlarge closet in master bedroom, back framing ceiling to be flushed with ceiling throughout, replace bathtub with shower, relocate laundry machines, reconfigure kitchen, remove 2 f/p, replace 1 f/p, replace plumbing fixtures, new millwork, new flooring throughout. Electrical, Plumbing, & sprinklers to suit. OK for Field Review per K. Vogt E2 - SWH - Install low flor shower heads in all showers. Energy checklist is currently no longer required with your Building Permit (BP) application. Some supporting documents are still required at BP stage, specifically Envelope and HVAC, if applicable. Service Water Heating and Lighting supporting documents, if applicable, must be submitted with your related trades permits (e.g. electrical and plumbing). All energy upgrades will be checked during inspections stage. It is the applicant's responsibility to identify and note all required upgrades including energy upgrades on their BP drawings at BP stage. | George Benko
GP-2022-03633 | 2022-11-18 | 4900 CARTIER STREET #31, Vancouver, BC V6M 4H2 | Gas Permit | Residential | Renovation - Dwelling Unit(s) only | Completed | Residential - Installing combination boiler | Reid Brothers Plumbing & Heating Ltd
EP-2022-09934 | 2022-11-23 | 6111 CAMBIE STREET, Vancouver, BC V5Z 3B2 | Electrical Permit | Commercial | Addition | Completed | Installation / Repair - Commercial - Addition of a cell unit for the monitoring of the alarm system | Chubb Fire & Security Canada Corp
EP-2023-09840 | 2023-11-09 | 4095 OAK STREET, Vancouver, BC V6H 2M7 | Electrical Permit | Commercial | Tenant Improvement | Issued | Installation / Repair - Commercial - Repair damaged portion of meter base. No change to service characteristics | Higherstate Electric Inc
GP-2023-03454 | 2023-11-08 | 1175 W 16TH AVENUE, Vancouver, BC V6H 1S8 | Gas Permit | Residential | Tenant Improvement | Completed | Residential - replace hot water tank | Pioneer Plumbing & Heating Inc
GP-2022-03720 | 2022-11-24 | 1173 W 16TH AVENUE, Vancouver, BC V6H 1S8 | Gas Permit | Residential | Renovation | Completed | Residential - 40 gal gas hwt re/re | Pioneer Plumbing & Heating Inc
GP-2022-01374 | 2022-05-03 | 1165 W 16TH AVENUE, Vancouver, BC V6H 1S8 | Gas Permit | Residential | Tenant Improvement | Completed | Residential - replace water heater | Campbell Care Plumbing, Heating & Air Ltd.
GP-2024-00025 | 2024-01-05 | 1169 W 16TH AVENUE, Vancouver, BC V6H 1S8 | Gas Permit | Residential | Tenant Improvement | Completed | Residential - replace hot water tank | Campbell Care Plumbing, Heating & Air Ltd.
NULL | NULL | 796 W 15TH AVENUE, Vancouver, BC V5Z 1R5 | Electrical Permit | Residential | Renovation | Withdrawn | Installation / Repair - Residential - Dedicated circuit for heat pump | Pacific Star Electric Inc
NULL | NULL | 796 W 15TH AVENUE, Vancouver, BC V5Z 1R5 | Electrical Permit | Residential | Renovation | Withdrawn | Installation / Repair - Residential - Dedicated circuit for heat pump | Pacific Star Electric Inc
EP-2023-00489 | 2023-01-23 | 796 W 15TH AVENUE, Vancouver, BC V5Z 1R5 | Electrical Permit | Residential | Renovation | Completed | Installation / Repair - Residential - Dedicated circuit for Heat Pump MP-2023-00036 | Pacific Star Electric Inc
NULL | NULL | 796 W 15TH AVENUE, Vancouver, BC V5Z 1R5 | Electrical Permit | Residential | Renovation | Withdrawn | Installation / Repair - Residential | Pacific Star Electric Inc
NULL | NULL | 796 W 15TH AVENUE, Vancouver, BC V5Z 1R5 | Electrical Permit | Residential | Renovation | Withdrawn | Installation / Repair - Residential - Dedicated circuit for heat pump. | Pacific Star Electric Inc
NULL | NULL | 796 W 15TH AVENUE, Vancouver, BC V5Z 1R5 | Electrical Permit | Residential | Renovation | Withdrawn | Installation / Repair - Residential - Dedicated circuit for heat pump. | Pacific Star Electric Inc
MP-2023-00036 | 2023-01-09 | 796 W 15TH AVENUE, Vancouver, BC V5Z 1R5 | Mechanical Permit | NULL | NULL | Completed | NULL | Thomson Industries Ltd
EP-2022-00495 | 2022-02-03 | 4900 CARTIER STREET #102, Vancouver, BC V6M 4H2 | Electrical Permit | Residential | Renovation - Dwelling Unit(s) only | Completed | Installation / Repair - Residential - Kitchen and bathrooms renovation -Kitchen renovation with new 4" LED lighting, undercabinet lights, plugs and switches. 2 Bathroom reno with new lights, plugs, switches bathroom fan. Panel swap out as well >BP: Interior alterations to provide tenant improvement in Unit 102 in this existing multiple dwelling building on this site. Scope of Work: Install interior walls, widen ensuite and relocate shower controls, renovate kitchen and 2 bathrooms, finishes, plumbing fixtures & electrical work. OK for Field Review as per J.Bal - Dec 13/21 Energy Upgrade E2 - Hvac - Install timer (up to 60 minutes) or humidistats for washroom fan (s) | ALM Electric Inc
PP-2022-00337 | 2022-02-02 | 4900 CARTIER STREET #102, Vancouver, BC V6M 4H2 | Plumbing Permit | Residential | Renovation | Completed | Residential - SUITE #102 - Re and re of plumbing fixtures of a condo unit renovation Unit 102 Interior alterations to provide tenant improvement in Unit 102 in this existing multiple dwelling building on this site. Scope of Work: Install interior walls, widen ensuite and relocate shower controls, renovate kitchen and 2 bathrooms, finishes, plumbing fixtures & electrical work. | SKYREACH PLUMBING & HEATING LTD
GP-2023-00305 | 2023-01-25 | 1508 E 3RD AVENUE, Vancouver, BC V5N 1G9 | Gas Permit | Residential | Renovation | Completed | Residential - Re&re boiler | Milani Plumbing Heating & Air Conditioning Ltd
EP-2022-03036 | 2022-05-03 | 345 W 10TH AVENUE #309, Vancouver, BC V5Y 1S2 | Electrical Permit | Commercial | Renovation - Dwelling Unit(s) only | Completed | Installation / Repair - Commercial - Panel Swap (Not touching the service just new panel) | Castle Electric Inc
MP-2023-02042 | 2023-11-16 | 1911 E 5TH AVENUE, Vancouver, BC V5N 1M1 | Mechanical Permit | NULL | NULL | Completed | NULL | Milani Plumbing Heating & Air Conditioning Ltd
PP-2023-04080 | 2023-11-21 | 1911 E 5TH AVENUE, Vancouver, BC V5N 1M1 | Plumbing Permit | Residential | Renovation | Issued | Residential - 2.5 bathrooms and kitchen renovation >BP: Exterior and interior alterations to renovate this dwelling unit 1911 E 5th Ave of this existing duplex on this site. | Precise Plumbing & Heating Inc
EP-2023-09738 | 2023-11-15 | 1911 E 5TH AVENUE, Vancouver, BC V5N 1M1 | Electrical Permit | Residential | Renovation | Issued | Installation / Repair - Residential - New kitchen and bathroom renovations. Updating electrical panel (replacing 100 amp electrical panel with new siemens 100amp (no increase to service size). Adding a 30amp heat pump *An approved mechanical permit is required for the installation of air conditioning or heat pump unit at the time of installation before a final electrical inspection will be performed >BP: Exterior and interior alterations to renovate this dwelling unit 1911 E 5th Ave of this existing duplex on this site. | Castle Electric Inc
PP-2022-04192 | 2023-02-22 | 2336 WALL STREET #105, Vancouver, BC V5L 1B7 | Plumbing Permit | Residential | Renovation | Completed | Residential - UNIT# 105 convert tub to shower >BP: Interior alterations to provide improvements to the existing dwelling unit (#105) on the 1st floor of this existing multiple dwelling building on this site. Scope of work includes replacing bathroom fixtures. | BD Plumbing
EP-2023-03291 | 2023-04-18 | 2736 VICTORIA DRIVE #302, Vancouver, BC V5N 4L4 | Electrical Permit | Commercial | Renovation - Dwelling Unit(s) only | Completed | Installation / Repair - Commercial - Relocate kitchen circuits, relocate kitchen counter plugs, remove and replace baseboard heaters, install TV plug. Just new cabinets and new appliances for kitchen. No changes to lighting. | Nelcan Electric Ltd
GP-2023-02989 | 2023-10-10 | 1831 VENABLES STREET, Vancouver, BC V5L 2H6 | Gas Permit | Residential | Addition | Completed | Residential - RE & RE COMBI BOILER | B C Furnace Service Ltd
EP-2022-03986 | NULL | 1707 CHARLES STREET #202, Vancouver, BC V5L 2T6 | Electrical Permit | Residential | Renovation - Dwelling Unit(s) only | Withdrawn | Installation / Repair - Residential - For the addition of 4 led pot lights in office/den of condo unit. Also, for the install of new fixtures throughout unit. | Pato R Ortiz Electric Ltd
EP-2023-00302 | NULL | 1707 CHARLES STREET #202, Vancouver, BC V5L 2T6 | Electrical Permit | Residential | Addition | Withdrawn | Installation / Repair - Residential - Installation of two ceiling fixtures and installation of four fire rated recessed pots | TCA Industries Ltd
GP-2023-02465 | 2023-08-23 | 1732 E GEORGIA STREET, Vancouver, BC V5L 2B4 | Gas Permit | Residential | Renovation | Completed | Residential - Re&re boiler | Milani Plumbing Heating & Air Conditioning Ltd
GP-2023-03805 | 2023-12-01 | 1736 E GEORGIA STREET, Vancouver, BC V5L 2B4 | Gas Permit | Residential | New | Issued | Residential - Installation of combi-boiler | Kirkstone Heating Ltd
GP-2023-03804 | 2023-12-01 | 1730 E GEORGIA STREET, Vancouver, BC V5L 2B4 | Gas Permit | Residential | New | Issued | Residential - Installation of a combi-boiler | Kirkstone Heating Ltd
GP-2023-00014 | 2023-01-04 | 350 W 14TH AVENUE, Vancouver, BC V5Y 1X4 | Gas Permit | Residential | Renovation | Completed | Residential - Gas Cooktop | Han Appliances & Refrigeration Ltd
EP-2022-05711 | 2022-07-26 | 1833 FRANCES STREET #103, Vancouver, BC V5L 1Z8 | Electrical Permit | Commercial | Addition | Completed | Installation / Repair - Commercial - Wiring for A/C, heat pump. Note: A mechanical permit is required. | Double M Electric Inc
MP-2022-00033 | 2022-07-26 | 1833 FRANCES STREET #103, Vancouver, BC V5L 1Z8 | Mechanical Permit | NULL | NULL | Completed | NULL | KCS HEATING LTD.
GP-2023-00261 | 2023-01-23 | 2889 YUKON STREET, Vancouver, BC V5Y 4A4 | Gas Permit | Residential | Renovation - Dwelling Unit(s) only | Completed | Residential - Remove gas fireplace & cap line | Kits Plumbing and Heating Ltd
GP-2022-02344 | 2022-08-10 | 183 W 14TH AVENUE, Vancouver, BC V5Y 1W8 | Gas Permit | Residential | Addition | Completed | Residential - re and re gas range | Christopher Sterling
EP-2023-06089 | 2023-07-07 | 515 E 15TH AVENUE #E314, Vancouver, BC V5T 4S4 | Electrical Permit | Residential | Tenant Improvement | Completed | Installation / Repair - Residential - Install two ceiling fans only. | Edik Zohrabian
GP-2022-03323 | 2022-10-27 | 2284 MCLEAN DRIVE, Vancouver, BC V5N 3K1 | Gas Permit | Residential | Addition | Completed | Residential - re and re gas range | Christopher Sterling
GP-2022-00794 | 2022-03-15 | 1334 ODLUM DRIVE #2, Vancouver, BC V5L 3M3 | Gas Permit | Commercial | New | Completed | Commercial - Install one natural gas freestanding fireplace | Vancouver Gas Fireplaces Ltd
GP-2023-02767 | 2023-09-21 | 149 W 15TH AVENUE, Vancouver, BC V5Y 1X8 | Gas Permit | Residential | Renovation | Completed | Residential - Samsung 30" dual fuel range | Han Appliances & Refrigeration Ltd
GP-2023-02079 | 2023-07-12 | 567 E 13TH AVENUE, Vancouver, BC V5T 2K8 | Gas Permit | Residential | Renovation | Completed | Residential - Replacement of Boiler with New Boiler | Westmount Heating Ltd
EP-2022-00715 | 2022-02-10 | 970 E 15TH AVENUE, Vancouver, BC V5T 2S3 | Electrical Permit | Residential | Addition | Completed | Installation / Repair - Residential - replace the lomax wire to BX for the A/C unit to meet the code - AC location: On the Rear 40A 240V It’s an existing AC unit just We made a connection to it | Canadian Eagle Electric Ltd
GP-2022-00455 | 2022-02-11 | 330 W 15TH AVENUE, Vancouver, BC V5Y 1Y2 | Gas Permit | Residential | Addition | Completed | Residential - re and re gas range | Christopher Sterling
EP-2023-02966 | 2023-04-17 | 332 W 15TH AVENUE, Vancouver, BC V5Y 1Y2 | Electrical Permit | Residential | Renovation | Completed | Installation / Repair - Residential - Adding an electrical range circuit | Paul A Schipizky
MP-2023-00278 | 2023-03-01 | 2955 GLEN DRIVE, Vancouver, BC V5T 4S3 | Mechanical Permit | NULL | NULL | Completed | NULL | Ferenc Nagy
EP-2023-01697 | 2023-03-28 | 2955 GLEN DRIVE, Vancouver, BC V5T 4S3 | Electrical Permit | Residential | Addition | Completed | Installation / Repair - Residential - Wiring heat pump MP-2023-00278 | EURO TECH ELECTRIC LTD.
EP-2022-10805 | 2023-01-09 | 288 E 14TH AVENUE #103, Vancouver, BC V5T 2M6 | Electrical Permit | Residential | Addition | Completed | Installation / Repair - Residential - Supply and install 14 AWG 2C NMD90 left of existing indoor outlet, to a light switch beside the Patio door. Removing as little Drywall as possible to facilitate this installation. -Supply and install 2 x 14AWG 2C NMD90 to a junction box in the uppermost corner of the patio -Supply and install 1/2” EMT and cabling from the junction box to a GFCI outlet and Motion Sensor Floodlight -Supply and install the GFCI with In-Use cover to the left of the Patio door -Supply and install the Motion Sensor Floodlight on the wall at the edge of the Patio -Test connections and commission installation | TDR Electric Inc
GP-2022-01288 | 2022-04-25 | 175 W 15TH AVENUE, Vancouver, BC V5Y 1X8 | Gas Permit | Residential | Renovation | Completed | Residential - Installation of 1 gas fireplace - venting and hook up only | Urban Fireplaces Ltd
GP-2023-02895 | 2023-10-03 | 3120 GLEN DRIVE, Vancouver, BC V5T 4N6 | Gas Permit | Residential | Renovation | Issued | Residential - replacement of 50 us Gal water heater | Pioneer Plumbing & Heating Inc
GP-2023-03572 | 2023-11-16 | 1127 E 16TH AVENUE, Vancouver, BC V5T 4M4 | Gas Permit | Residential | Renovation - Dwelling Unit(s) only | Issued | Residential - INSTALL BOILER | Superstar Plumbing Heating & Sprinkler Supplies Ltd
EP-2023-07952 | 2023-09-12 | 1127 E 16TH AVENUE, Vancouver, BC V5T 4M4 | Electrical Permit | Residential | Addition | Issued | Installation / Repair - Residential - wire in heat pump *MP-2023-01399: Issued (Heating and Cooling) | Thomson Industries Ltd
MP-2023-01399 | 2023-08-01 | 1127 E 16TH AVENUE, Vancouver, BC V5T 4M4 | Mechanical Permit | NULL | NULL | Issued | NULL | Thomson Industries Ltd
NULL | NULL | 2366 WALL STREET #310, Vancouver, BC V5L 4Y1 | Electrical Permit | Residential | Renovation - Dwelling Unit(s) only | Withdrawn | Installation / Repair - Residential - Re-work existing electrical, add pot lights, LED strip, plugs. | NULL
EP-2022-05467 | 2022-06-27 | 2366 WALL STREET #310, Vancouver, BC V5L 4Y1 | Electrical Permit | Residential | Renovation - Dwelling Unit(s) only | Completed | Installation / Repair - Residential - Electrical re work of existing circuits. Add LED under counter lighting. Add pot-lights. Bring electrical of to Code. Add GFCI's | Altitude Electric Inc
PP-2022-02081 | 2022-07-11 | 2366 WALL STREET #310, Vancouver, BC V5L 4Y1 | Plumbing Permit | Residential | Renovation | Completed | Residential - install new water piping and drain for laundry. upsize tub drain to 2" install new diverter install fridge box | CRL Mechanical ltd
GP-2023-03629 | 2023-11-20 | 967 E 11TH AVENUE, Vancouver, BC V5T 2E8 | Gas Permit | Residential | Renovation | Completed | Residential - RE&RE hot water tank | Milani Plumbing Heating & Air Conditioning Ltd
GP-2022-02755 | 2022-09-15 | 378 W 15TH AVENUE, Vancouver, BC V5Y 1Y2 | Gas Permit | Residential | Renovation | Completed | Residential - Re/re Remove old cast iron boiler Install Navien NCB 240 for domestic water and hydronic heat Install all required exhaust and venting Test and commission | STUART PLUMBING & HEATING LTD.
GP-2022-03660 | 2022-11-22 | 2355 TRINITY STREET #306, Vancouver, BC V5L 1B9 | Gas Permit | Residential | Renovation | Cancelled | Residential - Installation of fireplace. Venting and hookup only | Urban Fireplaces Ltd
MP-2023-01223 | 2023-07-04 | 2930 YUKON STREET, Vancouver, BC V5Y 3R3 | Mechanical Permit | NULL | NULL | Completed | NULL | One Track Heating & Air Conditioning Inc.
EP-2023-05327 | 2023-06-30 | 2930 YUKON STREET, Vancouver, BC V5Y 3R3 | Electrical Permit | Residential | Renovation | Completed | Installation / Repair - Residential - Install electrical for Heat pump in front of house *An approved mechanical permit is required for the installation of air conditioning or heat pump unit at the time of installation before an electrical inspection will be performed | ACS ELECTRICAL LTD
GP-2023-02424 | 2023-08-18 | 1207 E 13TH AVENUE, Vancouver, BC V5T 2M2 | Gas Permit | Residential | Renovation | Completed | Residential - Replace leaking 40 gal gas hot water tank | Maestro Plumbing Heating & Air Conditioning Ltd
EP-2023-01850 | 2023-03-08 | 1040 E BROADWAY #212, Vancouver, BC V5T 4N7 | Electrical Permit | Residential | Renovation - Dwelling Unit(s) only | Completed | Installation / Repair - Residential - Install 2 new bedroom lights -This is a 2 floor unit with the bedrooms, where the lights are being added on the bottom floor, thus no fire rated walls/shared walls being touched. | Nxwave Projects Ltd
GP-2022-01492 | 2022-05-13 | 2515 ONTARIO STREET #421, Vancouver, BC V5T 4V4 | Gas Permit | Residential | New | Completed | Residential - Hook up new gas range | Superior Gas Installations & Service Ltd
PP-2022-01254 | 2022-04-19 | 33 N TEMPLETON DRIVE #301, Vancouver, BC V5L 3C9 | Plumbing Permit | Commercial | Renovation - Dwelling Unit(s) only | Completed | Commercial - SUITE #301 - BATH ROOM REMOVING OLD TUB REPLACE NEW TUB SINK AND W/C INSTALLING NEW SAME LOCATION NO CHANGE KITCHEN SINK AND ADDING DISHWASHER KITCHEN SINK LOCATION CHANGING | KANG PLUMBING AND HEATING LTD
GP-2023-02803 | 2023-09-26 | 818 E 14TH AVENUE, Vancouver, BC V5T 2N6 | Gas Permit | Residential | Tenant Improvement | Issued | Residential - REPLACE A REGULAR HWT WITH A TANKLESS SYSTEM | Hillcrest Plumbing & Heating (1967) Ltd
EP-2022-00414 | 2022-01-21 | 2366 WALL STREET #302, Vancouver, BC V5L 4Y1 | Electrical Permit | Residential | Renovation | Completed | Installation / Repair - Residential - Renovation, moving receptacles and lighting outlets >BP: Interior alterations to provide improvements to the existing dwelling unit on the 3rd Floor (#302) in this existing multiple dwelling building. OK For Field Review per Kim V - Nov 24/21 | Control Tech Electrical Corp
PP-2023-04029 | 2023-11-16 | 2336 WALL STREET #301, Vancouver, BC V5L 1B7 | Plumbing Permit | Commercial | Renovation - Dwelling Unit(s) only | Issued | Commercial - Renovation of the kitchen and both bathrooms. The fixtures will be remaining in the same location with the exception of the bathtub is changing to a shower. Also the existing copper water pipe had to be replaced between the two bathroom walls, using PEX. I adapted to PEX in the kitchen in order to install new shut-offs. >BP: #301 Interior alterations to provide improvements to dwelling unit #301 on the 3rd floor of this multiple dwelling building on this site. | Jeffrey Banks
EP-2023-10775 | 2023-12-04 | 2336 WALL STREET #301, Vancouver, BC V5L 1B7 | Electrical Permit | Commercial | Renovation - Dwelling Unit(s) only | Issued | Installation / Repair - Commercial - kitchen and bathroom renovations. upgrade lighting to led -remove aluminum wifreing where accessible. rewire kitchen outlets and lighting. install new bath fan and lights. >BP: Interior alterations to provide improvements to dwelling unit #301 on the 3rd floor of this multiple dwelling building on this site. OK for DTI per W. Wong October 24, 2023 | Nelson Grant Chow
GP-2022-00542 | 2022-02-18 | 1366 E 14TH AVENUE, Vancouver, BC V5N 2C8 | Gas Permit | Residential | Renovation | Completed | Residential - HWT re&re | Ferenc Nagy
PP-2022-00344 | 2022-04-13 | 81 KINGSWAY, Vancouver, BC V5T 3J1 | Plumbing Permit | Commercial | Renovation | Completed | Commercial - plumbing GI 1: 50 GMP- mop - 3-comp sink GI 2: 50 GPM - Veggie sink (sgl)- combi oven to hub drain Interior alterations to this existing retail space (Group E), for a new Retail – Limited food tenant (Group E) in a CRU on the ground floor of this existing nine-storey mixed-use retail / residential building over 3 levels of underground parking. Included in the scope of work is the installation of Class 5 (no grease laden vapours) kitchen cooking equipment. | Royal Mechanical Ltd
EP-2022-00512 | 2022-01-25 | 81 KINGSWAY, Vancouver, BC V5T 3J1 | Electrical Permit | Commercial | Tenant Improvement | Completed | Installation / Repair - Commercial - Service upgrade for commercial rental space. 100-amp to 200-amp, new breaker and enclosure, new meter socket installed in electrical room, install 200-amp rated cable to commercial rental. re-use existing panel. | Mott Electric General Partnership
EP-2022-02471 | 2022-04-12 | 81 KINGSWAY, Vancouver, BC V5T 3J1 | Electrical Permit | Commercial | Tenant Improvement | Completed | Installation / Repair - Commercial - TENANT IMPROVEMENT IN EXISITNG BUILDING. ROUGH WIRING AND FINISHING. EXISITNG FIRE ALARM SYSTEM. INSTALLATION OF NEW 200AMP PANEL. SERVICE UPGRADE TO 200 AMPS BY OTHER CONTRACTOR. Existing pull stations. One speaker on ceiling will be relocated in the t bar as per drawings. BP> Interior alterations to this existing retail space (Group E), for a new Retail – Limited food tenant (Group E) in a CRU on the ground floor of this existing nine-storey mixed-use retail / residential building over 3 levels of underground parking. Included in the scope of work is the installation of Class 5 (no grease laden vapours) kitchen cooking equipment. OK for BP only, A.Patterson – May 26th, 2021 This project is considered a minor renovation and upgrade mechanism triggers F1, S2, N1, A2 and E2 apply to this project. Schedule A, John E. Gustavson, AIBC (604.687.2511); Schedule B (Architectural) John E. Gustavson, AIBC (604.687.2511); Schedule B (Plumbing only) Avi Singh, P.Eng (604.593.1446) & Schedule B (Electrical) Gary Jatana, P.Eng. (604.593.1446) provided for this project. Building Review Branch Notes: 1. Separate sign permit required for new sign. 2. Maximum 16 persons consuming food or drink at the Retail Food Facility (Group E) 3. Contractor shall have a valid business license prior to commencement of any work. 4. This permit has been issued under the requirements of the VBBL #12511 (2019) 5. Reviewed during the 2020 pandemic crisis 6. No change of use proposed 7. No exterior alterations proposed 8. Grease laden vapour shall not be generated in this tenant space. | Simplex Electrical Ltd
SP-2022-00620 | 2022-05-02 | 81 KINGSWAY, Vancouver, BC V5T 3J1 | Sprinkler Permit | Commercial | Renovation | Completed | Commercial - To add/relocate heads Interior alterations to this existing retail space (Group E), for a new Retail – Limited food tenant (Group E) in a CRU on the ground floor of this existing nine-storey mixed-use retail / residential building over 3 levels of underground parking. Included in the scope of work is the installation of Class 5 (no grease laden vapours) kitchen cooking equipment. *****This application does not include any of the following: 1. Not more than 20 sprinklers (add, relocate, or remove), 2. hydraulic calculations, 3. change in occupancy and /or hazard classification, 4. warehouse storage arrangements, 5. mobile compact storage arrangements, 6. alternative solutions, 7. changes to the sprinkler system supply piping (e.g. valves, mains, cross-mains, branch-lines, etc.), or 8. flexible sprinkler pipe. | NewTech Fire Protection Ltd
EP-2022-00807 | 2022-02-04 | 560 KINGSWAY, Vancouver, BC V5T 3J9 | Electrical Permit | Commercial | Renovation | Completed | Installation / Repair - Commercial - Relocation 2 manual stations and 1 bell. BP: 560 Kingsway Interior alterations and a change of use from Retail to Health Enhancement Centre to provide improvements for a new tenant at 560 Kingsway on the ground floor of this commercial building on this site. Scope of work: - New interior walls & doors, universal washroom, T-bar and drywall ceilings, plumbing fixtures, flooring & painting. | Vanstar Electric Ltd
SP-2022-00325 | 2022-03-17 | 560 KINGSWAY, Vancouver, BC V5T 3J9 | Sprinkler Permit | Commercial | Tenant Improvement | Completed | Commercial - Add & Relocate Sprinklers 560 Kingsway Interior alterations and a change of use from Retail to Health Enhancement Centre to provide improvements for a new tenant at 560 Kingsway on the ground floor of this commercial building on this site. Scope of work: - New interior walls & doors, universal washroom, T-bar and drywall ceilings, plumbing fixtures, flooring & painting. *****This application does not include any of the following: 1. Not more than 20 sprinklers (add, relocate, or remove), 2. hydraulic calculations, 3. change in occupancy and /or hazard classification, 4. warehouse storage arrangements, 5. mobile compact storage arrangements, 6. alternative solutions, 7. changes to the sprinkler system supply piping (e.g. valves, mains, cross-mains, branch-lines, etc.), or 8. flexible sprinkler pipe. | Aries Fire Protection Ltd
GP-2023-00377 | 2023-02-03 | 2001 WALL STREET #217, Vancouver, BC V5L 5E4 | Gas Permit | Residential | Renovation | Completed | Residential - re and re dv to SL5XIFTG | BC Fireplace Service Inc
EP-2022-01128 | 2022-02-15 | 2517 COMMERCIAL DRIVE, Vancouver, BC V5N 4C1 | Electrical Permit | Commercial | Tenant Improvement | Completed | Installation / Repair - Commercial - TI -Tenant Improvement including new lighting, emergency lighting, outlets, communication and associated wiring. The Service is to remain as is. >BP: Interior alterations and change of use from Restaurant - Class 1 (A2) to Retail Store (E) with ancillary health care office (D) (Connect Hearing) for this new tenant in this existing commercial building on this site. Scope of work: - Relocate interior walls to create two testing rooms, office and retail - Electrical, plumbing and sprinkler to suit - Finishing throughout. OK for field review as per Rosa Astorino - Oct 13, 2021 Letter of assurance provided by: Mark Peric, P.Eng., 416-848-0639, Schedule B (Electrical, Mechanical, Plumbing) | Live Wire Solutions Inc
EP-2023-01593 | 2023-03-03 | 2712 ST. CATHERINES STREET, Vancouver, BC V5T 3Y5 | Electrical Permit | Residential | Tenant Improvement | Completed | Installation / Repair - Residential - electrical to outdoor heat pump *MP-2023-00253 | 0994152 BC Ltd
MP-2023-00253 | 2023-02-24 | 2712 ST. CATHERINES STREET, Vancouver, BC V5T 3Y5 | Mechanical Permit | NULL | NULL | Completed | NULL | 0994152 BC Ltd
EP-2023-02412 | 2023-04-17 | 906 E 11TH AVENUE, Vancouver, BC V5T 2E9 | Electrical Permit | Residential | Addition | Completed | Installation / Repair - Residential - Installation of load sharing and monitoring devices | It's On Electric Company Inc
EP-2023-00093 | 2023-01-09 | 906 E 11TH AVENUE, Vancouver, BC V5T 2E9 | Electrical Permit | Residential | Tenant Improvement | Completed | Installation / Repair - Residential - Electrical to outdoor heat pump MP-2023-00024 Heat Pump Load: 1993W | 0994152 BC Ltd
MP-2023-00024 | 2023-01-05 | 906 E 11TH AVENUE, Vancouver, BC V5T 2E9 | Mechanical Permit | NULL | NULL | Completed | NULL | 0994152 BC Ltd
GP-2023-00123 | 2023-01-12 | 908 E 11TH AVENUE, Vancouver, BC V5T 2E9 | Gas Permit | Residential | Renovation | Issued | Residential - Gas insert fireplace installation | Vaglio Fireplace LTD
GP-2023-03257 | 2023-10-26 | 1098 E 14TH AVENUE, Vancouver, BC V5T 2N9 | Gas Permit | Residential | Renovation | Completed | Residential - boiler replacement | Incircle Service Group Inc
PP-2023-03011 | 2023-09-08 | 1098 E 14TH AVENUE, Vancouver, BC V5T 2N9 | Plumbing Permit | Residential | Renovation | Completed | Residential - Replacing the 1 1/2 inch potable water line from the city valve to both units of a duplex | 546185 BC LTD
MP-2022-00041 | 2022-07-21 | 1021 E 15TH AVENUE, Vancouver, BC V5T 2S4 | Mechanical Permit | NULL | NULL | Cancelled | NULL | Moore And Russell Heating And Air Conditioning Ltd
EP-2022-06162 | 2022-07-22 | 1021 E 15TH AVENUE, Vancouver, BC V5T 2S4 | Electrical Permit | Residential | Tenant Improvement | Cancelled | Installation / Repair - Residential - Electrical install of AC. No change to existing service. Mechanical permit: MP-2022-00041 BP not required. | Moore And Russell Heating And Air Conditioning Ltd
GP-2023-00970 | 2023-03-17 | 1021 E 15TH AVENUE, Vancouver, BC V5T 2S4 | Gas Permit | Residential | Renovation | Completed | Residential - LG 30" Gas Range | Han Appliances & Refrigeration Ltd
GP-2023-01826 | 2023-06-15 | 112 W 14TH AVENUE #1, Vancouver, BC V5Y 1W9 | Gas Permit | Residential | Addition | Completed | Residential - re and re gas range | Christopher Sterling
GP-2022-00572 | 2022-02-23 | 345 W 16TH AVENUE, Vancouver, BC V5Y 1Z1 | Gas Permit | Residential | Addition | Completed | Residential - re and re gas range | Christopher Sterling
GP-2023-00792 | 2023-03-06 | 158 W 14TH AVENUE, Vancouver, BC V5Y 1W9 | Gas Permit | Residential | New | Completed | Residential - Re & Re combi boiler | BCRC Plumbing and Heating Ltd
GP-2023-02544 | 2023-09-01 | 156 W 14TH AVENUE #1, Vancouver, BC V5Y 1W9 | Gas Permit | Residential | Addition | Completed | Residential - re and re gas range | Christopher Sterling
EP-2022-02666 | NULL | 2555 COMMERCIAL DRIVE #206, Vancouver, BC V5N 4C1 | Electrical Permit | Commercial | Tenant Improvement | Application Incomplete | Installation / Repair - Commercial - Relocation of one plug to allow for a passthrough in an office | Clear Energy Solutions Inc
PP-2023-01815 | 2023-05-24 | 2555 COMMERCIAL DRIVE #203, Vancouver, BC V5N 4C1 | Plumbing Permit | Commercial | Renovation | Completed | Commercial - Installation of kitchen sink >BP: #203 - Interior alterations to reconfigure the existing demising partition between unit #203 and #201, and to change the use from the existing School - Arts or Self-Improvement to a new Health Care Office use at unit #203 at this existing commercial building. | Pioneer Plumbing & Heating Inc
EP-2023-06244 | 2023-07-12 | 2555 COMMERCIAL DRIVE #203, Vancouver, BC V5N 4C1 | Electrical Permit | Commercial | Tenant Improvement | Completed | Installation / Repair - Commercial - Installation of fire stop around the BX cables which go through the separation wall between two units - for the purpose of CE Code Rule 2-128. >BP: Interior alterations to reconfigure the existing demising partition between unit #203 and #201, and to change the use from the existing School - Arts or Self-Improvement to a new Health Care Office use at unit #203 at this existing commercial building. Tenant: Trikinetic Massage Therapy Accepted for Field Review processing as per district building inspector Mario Smaldino, May 25, 2022. | GL Electric Ltd
EP-2022-06778 | 2022-08-12 | 440 W 13TH AVENUE, Vancouver, BC V5Y 1W5 | Electrical Permit | Residential | Renovation - Dwelling Unit(s) only | Completed | Installation / Repair - Residential - Install electrical feed to sauna with breaker. | Big Power Electric Ltd
NULL | NULL | 975 E BROADWAY #301, Vancouver, BC V5T 1Y3 | Electrical Permit | Residential | Renovation | Withdrawn | Installation / Repair - Residential | Elysium Electric Ltd
EP-2022-07548 | 2022-09-16 | 241 W 16TH AVENUE, Vancouver, BC V5Y 1Y8 | Electrical Permit | Residential | Renovation | Completed | Installation / Repair - Residential - Relocating switches and receptacles Adding switches receptacles and pot lights throughout interior of house New bathroom fans and LED strip lighting Adding feed for pad mounted Heat Pump >BP: Interior alterations to provide improvements to dwelling unit 241 W 16th Ave on the main and upper floors of this two family dwelling building on this site. Work to add a heat pump by the garage. | G-STAR ELECTRIC LTD
PP-2022-02850 | 2022-08-16 | 241 W 16TH AVENUE, Vancouver, BC V5Y 1Y8 | Plumbing Permit | Residential | Renovation | Completed | Residential - Repipe of the unit and renovation in upper floor bathrooms (new toilet, sinks, and shower/bathtub with valve) 241 W 16th Ave Interior alterations to provide improvements to dwelling unit 241 W 16th Ave on the main and upper floors of this two family dwelling building on this site. Work to add a heat pump by the garage. | Hippo Plumbing and Heating Ltd
MP-2022-00180 | 2022-09-02 | 241 W 16TH AVENUE, Vancouver, BC V5Y 1Y8 | Mechanical Permit | NULL | NULL | Completed | NULL | Western Pacific Mechanical Ltd
GP-2023-00205 | 2023-01-17 | 241 W 16TH AVENUE, Vancouver, BC V5Y 1Y8 | Gas Permit | Residential | Renovation | Completed | Residential - Replace Hot Water Tank with On Demand Hot Water System | Western Pacific Mechanical Ltd
EP-2022-04684 | 2022-06-06 | 3011 ONTARIO STREET, Vancouver, BC V5T 2Y8 | Electrical Permit | Residential | Renovation | Completed | Installation / Repair - Residential - Replace 5 - 4' fluorescent strips with 5 - 4' LED fixtures in parkade | TZ Electric Ltd
EP-2022-00067 | 2022-01-07 | 3011 ONTARIO STREET, Vancouver, BC V5T 2Y8 | Electrical Permit | Residential | Renovation - Dwelling Unit(s) only | Completed | Installation / Repair - Residential - -Disconnect radiant ceiling heat and replace with baseboard, or floor heat (depending on the room) of similar wattages. -Replace some existing lighting with LED pot lights -Move laundry receptacles over 2' -Minor reconfiguration of kitchen cabinets | TZ Electric Ltd
GP-2022-00606 | 2022-03-09 | 1137 E 14TH AVENUE, Vancouver, BC V5T 2P2 | Gas Permit | Residential | Renovation | Completed | Residential - Re/re of existing water heater with Navien tankless water heater. | 1236318 BC Ltd DBA Aquatech Vancouver
EP-2022-10552 | 2022-12-14 | 1137 E 14TH AVENUE, Vancouver, BC V5T 2P2 | Electrical Permit | Residential | Addition | Completed | Installation / Repair - Residential - Disconnecting range receptacle in basement and replacing with blank metal plate. Disconnecting range wires from circuit breaker. The resident will use lower portion of home as Air B&B, and city inspector asked that range be removed. | NEIGHBOURS ELECTRIC LTD
EP-2023-10937 | NULL | 122 LAKEWOOD DRIVE, Vancouver, BC V5L 4L3 | Electrical Permit | Residential | Addition | Applicant Revisions | Installation / Repair - Residential - ¦ MURB- HP ¦ Wiring and connection of outdoor Heat Pump unit, and removal of most baseboard heaters in home. Also installing a convenience outlet under stairs in garage. | METROWEST ELECTRIC LTD
PP-2023-00334 | 2023-02-01 | 233 W 16TH AVENUE, Vancouver, BC V5Y 1Y8 | Plumbing Permit | Residential | Renovation | Completed | Residential - Re and re plumbing fixtures. Interior alterations to renovate the bathrooms one of the dwelling units in this existing duplex on this site. To validate the WWOP at basement in this BP. | False Creek Plumbing Inc
EP-2023-00748 | 2023-01-30 | 233 W 16TH AVENUE, Vancouver, BC V5Y 1Y8 | Electrical Permit | Residential | Renovation | Completed | Installation / Repair - Residential - Bathrooms renovation; Installing recessed lighting and fans >BP: Interior alterations to renovate the bathrooms one of the dwelling units in this existing duplex on this site. To validate the WWOP at basement in this BP. | Ciprian Romeo Barbu
MP-2023-00469 | 2023-03-23 | 233 W 16TH AVENUE, Vancouver, BC V5Y 1Y8 | Mechanical Permit | NULL | NULL | Completed | NULL | 0994152 BC Ltd
EP-2023-02526 | 2023-03-24 | 233 W 16TH AVENUE, Vancouver, BC V5Y 1Y8 | Electrical Permit | Residential | Tenant Improvement | Completed | Installation / Repair - Residential - Electrical to outdoor heat pump. MP-2023-00469 | 0994152 BC Ltd
PP-2022-03561 | 2022-10-05 | 488 KINGSWAY #W407, Vancouver, BC V5T 3J9 | Plumbing Permit | Residential | Renovation | Completed | Residential - Re n re shower valve >BP: #W407 Interior alterations to provide improvements to dwelling unit #W407 on the 4th floor of this mixed-use building on this site. Scope of work: Kitchen & bathroom renovation, plumbing fixtures & lighting, finishes, and painting. OK for Field Review per W.Wong, January 7, 2022 Energy Upgrade: E2 - Appliances - Upgrade to an Energuide/Energy Star appliance (fridge; dishwasher) | Christopher Alvarez Brown
GP-2022-03350 | 2022-10-28 | 1217 E 15TH AVENUE, Vancouver, BC V5T 2S7 | Gas Permit | Residential | Renovation | Completed | Residential - Hot Water Tank Replacement | Hillcrest Plumbing & Heating (1991) Ltd
GP-2022-02721 | 2022-09-16 | 1217 E 15TH AVENUE, Vancouver, BC V5T 2S7 | Gas Permit | Residential | Renovation | Completed | Residential - Hot Water Heater Replacement AMEND: JAN 17/2024 Address permit is incorrect it must be 1217 E 15th , Vancouver, BC instead of 1219 E 15th | Hillcrest Plumbing & Heating (1991) Ltd
EP-2022-02908 | 2022-04-11 | 853 E 7TH AVENUE #109, Vancouver, BC V5T 1P4 | Electrical Permit | Residential | Renovation - Dwelling Unit(s) only | Completed | Installation / Repair - Residential - Demolition of old kitchen and rewiring new kitchen with updated wiring from electrical panel. Removing old lighting fixture and replacing with pot lights in kitchen area. No structural work to be done. | Optus Power Ltd
EP-2023-10820 | 2023-12-06 | 444 E 6TH AVENUE #105, Vancouver, BC V5T 1K6 | Electrical Permit | Residential | Renovation | Completed | Installation / Repair - Residential - #105 pigtailing all devices and safety check for insurance purposes -all receptacles, switches, lights, bath fan, smoke detectors | Kybe Electrical Contracting Ltd
PP-2023-00114 | 2023-01-20 | 237 E 4TH AVENUE #115, Vancouver, BC V5T 4R4 | Plumbing Permit | Commercial | Renovation | Completed | Commercial - Install new washing machine water line and drainage. **No Building alterations or Building work otherwise a BP will be required | Artisan Plumbing & Heating Ltd
EP-2022-06427 | NULL | 505 UNION STREET, Vancouver, BC V6A 2B7 | Electrical Permit | Commercial | NULL | Withdrawn | Movie Set / Filming - To allow for Movie Set/Filming Applicant shall provide completed Contractor Declaration form, and dates of filming and associated location(s) to csinspection.clerks@vancouver.ca prior to the commencement of filming. Visit vancouver.ca/inspections for more details. | NULL
EP-2022-03616 | 2022-05-12 | 555 VERNON DRIVE, Vancouver, BC V6A 4H1 | Electrical Permit | Residential | Addition | Completed | Installation / Repair - Residential - To supply and install a 3ton mini split heat pump system. This unit is to be mounted to the side of the building with a certified "Rectorseal WBB300" wall mounted bracket (refer to attached photos for reference). Location of the unit is to be placed on the West side of the home central along the building (refer to attached photos for reference). Providing a breaker (2p25a Stab Lok) , wire run (2c/10awg), disconnect and a whip to the Heat Pump unit. -birds eye view photo for heat pump placement reference. | Gandy Installations Ltd
GP-2023-00693 | 2023-02-28 | 555 VERNON DRIVE, Vancouver, BC V6A 4H1 | Gas Permit | Residential | Tenant Improvement | Completed | Residential - Install boiler and gas meter upgrade | Gandy Installations Ltd
EP-2024-00463 | 2024-01-26 | 550 UNION STREET, Vancouver, BC V6A 2B8 | Electrical Permit | Residential | Renovation | Issued | Installation / Repair - Residential - Replace existing 100a panel with new Siemans 100a w/ main breaker, service to remain unchanged. Electrical to accommodate renovation plans and new kitchen cabinets. Adding 6x led pot lights less than 20% total lighting. Upgrade smoke alarms. >BP: Interior renovation on the main floor of existing dwelling unit Scope of work includes removing the tub on the main floor, converting the bathroom into a powder room. expand the kitchen by moving the shared wall between kitchen and new powder room down by roughly 30". remove existing closets and replace with built-in closets. adjust plumbing stacks and supply line as necessary. | Terminal City Electric Ltd
PP-2024-00136 | 2024-01-22 | 550 UNION STREET, Vancouver, BC V6A 2B8 | Plumbing Permit | Residential | Renovation | Issued | Residential - new kitchen sink with 3 piece bathroom changing to a 2 piece powder (removing tub) | Pioneer Plumbing & Heating Inc
GP-2022-01961 | 2022-06-29 | 554 UNION STREET, Vancouver, BC V6A 2B8 | Gas Permit | Residential | Renovation | Completed | Residential - replace navien water heater, and condense neutralizer and exp tank | Reactive Plumbing & Heating Ltd
EP-2022-06103 | 2022-07-22 | 709 PRIOR STREET, Vancouver, BC V6A 2G8 | Electrical Permit | Residential | New | Completed | Installation / Repair - Residential - To provide and install a ground mounted AC unit. The unit is to be placed at the rear of the property. Providing a breaker, wire run, disconnect and whip to the AC unit. | Gandy Installations Ltd
GP-2022-02089 | 2022-07-15 | 709 PRIOR STREET, Vancouver, BC V6A 2G8 | Gas Permit | Residential | Tenant Improvement | Completed | Residential - Install furnace | Gandy Installations Ltd
MP-2023-01344 | 2023-07-24 | 709 PRIOR STREET, Vancouver, BC V6A 2G8 | Mechanical Permit | NULL | NULL | Completed | NULL | Gandy Installations Ltd
NULL | NULL | 825 E 7TH AVENUE #111, Vancouver, BC V5T 1P4 | Electrical Permit | Residential | Renovation | Withdrawn | Installation / Repair - Residential - remove old defective panel install new panel | NULL
EP-2023-00431 | 2023-01-18 | 825 E 7TH AVENUE #111, Vancouver, BC V5T 1P4 | Electrical Permit | Commercial | Renovation | Completed | Installation / Repair - Commercial - SUITE #111 - we changed the panel | Wicks Electric Inc
GP-2022-01897 | 2022-06-23 | 656 UNION STREET, Vancouver, BC V6A 2B9 | Gas Permit | Residential | Renovation | Completed | Residential - Tankless water heater installation | Pro Ace Heating & Air Conditioning Services Ltd
GP-2022-00384 | 2022-02-08 | 585 E 7TH AVENUE, Vancouver, BC V5T 1N8 | Gas Permit | Residential | Addition | Completed | Residential - re and re gas range | Christopher Sterling
PP-2022-01948 | 2022-06-10 | 930 E 7TH AVENUE #210, Vancouver, BC V5T 1P6 | Plumbing Permit | Residential | Addition | Cancelled | Residential - installation of water hookup for washer in bedroom closet, which is adjacent to the bathroom where the main supply of water coming to the unit is Strata Letter on file for the approval of the Auto washer | Lambert Plumbing & Heating Ltd
NULL | NULL | 930 E 7TH AVENUE #210, Vancouver, BC V5T 1P6 | Plumbing Permit | Residential | Addition | Withdrawn | Residential - instllation of water hook ups for Washer/Dryer | Lambert Plumbing & Heating Ltd
EP-2022-05298 | 2022-06-22 | 930 E 7TH AVENUE #210, Vancouver, BC V5T 1P6 | Electrical Permit | Residential | Addition | Completed | Installation / Repair - Residential - copper pigtails and new devices, add a new washing machine receptacle. | ELECTRICAL SAVVY CONTRACTING INC
EP-2023-08719 | 2023-10-16 | 710 E 6TH AVENUE #328, Vancouver, BC V5T 1L5 | Electrical Permit | Commercial | Renovation - Dwelling Unit(s) only | Completed | Installation / Repair - Commercial - New devices throughout and some minor changes to kitchen and bathroom -just replacing all fixtures and moving a couple of the appliances in the kitchen | Paul A Schipizky
PP-2023-03428 | 2023-09-28 | 710 E 6TH AVENUE #328, Vancouver, BC V5T 1L5 | Plumbing Permit | Residential | Renovation | Completed | Residential - Re and re bathtub and shower valve. **No structural work is being performed otherwise a BP will be required | James Wilson
NULL | NULL | 710 E 6TH AVENUE #328, Vancouver, BC V5T 1L5 | Plumbing Permit | Residential | Renovation | Draft | Residential - Re n re bathtub and shower valve | NULL
NULL | NULL | 710 E 6TH AVENUE #328, Vancouver, BC V5T 1L5 | Plumbing Permit | Residential | Renovation | Draft | Residential - Re n re bathroom reno. New tub and shower valve | NULL
NULL | NULL | 237 E 4TH AVENUE #302, Vancouver, BC V5T 4R4 | Electrical Permit | Commercial | Addition | Draft | Installation / Repair - Commercial - Hook up two 240 volt 3 KW Hot Water Tanks | NULL
EP-2023-04695 | 2023-06-02 | 237 E 4TH AVENUE #302, Vancouver, BC V5T 4R4 | Electrical Permit | Commercial | Addition | Completed | Installation / Repair - Commercial - Hook up of two 240 volt 3KW Hot Water Heaters | Coles Electrical Ltd
NULL | NULL | 237 E 4TH AVENUE #302, Vancouver, BC V5T 4R4 | Plumbing Permit | Residential | Addition | Draft | Residential - Install two 20 gallon electric hot water tanks | Artisan Plumbing & Heating Ltd
EP-2023-06733 | NULL | 428 W 8TH AVENUE #509, Vancouver, BC V5Y 1N9 | Electrical Permit | Commercial | Renovation - Dwelling Unit(s) only | Applicant Revisions | Installation / Repair - Commercial - ¦ MURB: HP ¦ Adding circuit for heat pump *MP-2023-00713: Issued (Heating and Cooling) | Douglas Millington o/a Moose Electric
MP-2023-00713 | 2023-04-27 | 428 W 8TH AVENUE #509, Vancouver, BC V5Y 1N9 | Mechanical Permit | NULL | NULL | Issued | NULL | Ashton Service Group/Ashton Mechanical Ltd.
EP-2022-06242 | 2022-08-10 | 428 W 8TH AVENUE #216, Vancouver, BC V5Y 1N9 | Electrical Permit | Residential | Renovation - Dwelling Unit(s) only | Completed | Installation / Repair - Residential - UNIT#216- Install 20 amp disconnect for air conditioning unit | Wardenclyffe Electrical Ltd
EP-2022-00496 | 2022-01-26 | 750 E 7TH AVENUE #207, Vancouver, BC V5T 4H5 | Electrical Permit | Commercial | Renovation | Completed | Installation / Repair - Commercial - Bathroom renovation -Installing bathroom fan, relocating bathroom receptacle and light switches >BP: Interior alterations to provide improvements to this existing dwelling unit on the 2nd floor (#207) of this existing multiple dwelling building. Scope of work: renovate existing bathroom. Electrical to suit. No change to plumbing fixtures locations. Ok for Field Review per K. Vogt. Energy checklist is currently no longer required with your Building Permit (BP) application. Some supporting documents are still required at BP stage, specifically Envelope and HVAC, if applicable. Service Water Heating and Lighting supporting documents, if applicable, must be submitted with your related trades permits (e.g. electrical and plumbing). All energy upgrades will be checked during inspections stage. It is the applicant’s responsibility to identify and note all required upgrades including energy upgrades on their BP drawings at BP stage. | Ciprian Romeo Barbu
PP-2022-00298 | 2022-01-31 | 750 E 7TH AVENUE #207, Vancouver, BC V5T 4H5 | Plumbing Permit | Residential | Renovation - Dwelling Unit(s) only | Issued | Residential - SUITE #207 - Replace shower valve #207 - 2nd floor Interior alterations to provide improvements to this existing dwelling unit on the 2nd floor (#207) of this existing multiple dwelling building. Scope of work: renovate existing bathroom. Electrical to suit. No change to plumbing fixtures locations. | Christopher Alvarez Brown
PP-2023-03834 | 2023-10-31 | 930 E 7TH AVENUE #310, Vancouver, BC V5T 1P6 | Plumbing Permit | Commercial | Renovation | Completed | Commercial - UNIT #310 - install new auto washer | Litehouse Plumbing & Electrical Ltd
EP-2023-10608 | 2023-11-27 | 930 E 7TH AVENUE #309, Vancouver, BC V5T 1P6 | Electrical Permit | Residential | Renovation | Completed | Installation / Repair - Residential - #309 Add a small sub panel, one washer and one dryer (1p15A) | Ling-Tec Electrical Service Ltd
PP-2023-03096 | NULL | 338 W 8TH AVENUE #208, Vancouver, BC V5Y 3X2 | Plumbing Permit | Commercial | Renovation | Withdrawn | Commercial - Adding two hair wash stations to existing plumbing. Adding one hand wash station to existing plumbing Client to open a salon in an existing unit. | Modern Blue Mechanical Ltd
PP-2023-04224 | 2023-12-04 | 2142 CAROLINA STREET #103, Vancouver, BC V5T 3S2 | Plumbing Permit | Commercial | Renovation | Completed | Commercial - UNIT #103 - Owner has requested a handicap shower be installed in her bathroom. - Remove old bathtub and install walk in shower with schluter drain line. PLEASE NOTE: Should the Fire Separation be breached the District Plumbing Inspector may request a Building Permit. | Elias J Galpin
PP-2023-04026 | 2023-11-16 | 774 GREAT NORTHERN WAY #905, Vancouver, BC V5T 1E5 | Plumbing Permit | Commercial | Renovation - Dwelling Unit(s) only | Completed | Commercial - bathtub with vanity sink and kitchen sink >BP: UNIT 905 - 9TH FLOOR Interior alterations to provide improvements to unit #905 on the 9th floor of this existing multiple dwelling building on this site. Scope of work includes removal of partition wall and electrical work. | Pioneer Plumbing & Heating Inc
EP-2023-09739 | 2023-11-07 | 774 GREAT NORTHERN WAY #905, Vancouver, BC V5T 1E5 | Electrical Permit | Commercial | Renovation - Dwelling Unit(s) only | Completed | Installation / Repair - Commercial - -Removal and replacement of 60A main panel c/w Arc Fault circuits for Fire Safety • Remove existing 15A Split receptacles, and convert into 20A Counter Top Receptacles. (Remove wiring back to panel, install larger gauge wiring, install 20A breakers, protect with GFCI protection where required) • Remove existing (4) flush mount lights, and replace with (13) MJR Electric provided pot lights • Move existing Range circuit over 1' to clients specification (copper pigtails to be added to aluminum wiring using anti oxidizing agent and approved marrettes) • Remove (6) copper pigtail splicing inside existing electrical panel to be removed outside of panel. Junction box to be installed above the panel for aluminum to copper connections, with proper marrettes and anti-oxidizing agent, copper conductors to be entered into electrical panel and terminated in existing breakers and neutral bar. >BP: Interior alterations to provide improvements to unit #905 on the 9th floor of this existing multiple dwelling building on this site. Scope of work includes removal of partition wall and electrical work. REVISION #1: Interior demolition of door lips at closet opening. Increase in project cost to $26,000.00 (from $25,000.00). Sept 28, 2023 (EV) OK for DTI as per Kirat Kang - May 15, 2023 | MJR Electric Ltd
NULL | NULL | 774 GREAT NORTHERN WAY #905, Vancouver, BC V5T 1E5 | Electrical Permit | Residential | Renovation | Draft | Installation / Repair - Residential - Relocate outlets, adding ceiling lights | Mandip Mroke
NULL | NULL | 636 HAWKS AVENUE, Vancouver, BC V6A 3J1 | Plumbing Permit | Residential | Renovation | Withdrawn | Residential - New plumbing fixtures and addition of one 3 piece bathroom. | NULL
SP-2023-01899 | 2023-10-17 | 638 HAWKS AVENUE, Vancouver, BC V6A 3J1 | Sprinkler Permit | Residential | New | Issued | Residential - Add new Sprinkler piping, sprinkler heads & sprinkler station >DB: 638 Hawks Av Exterior and interior alterations to this existing municipally designated VHR (B) single detached house on this site. Scope of work includes layout changes, removing the existing sunken patio on the rear and propose a new sunken patio on the south side, new rear stairs, windows & doors changes, underpinning for deeper basement, convert crawl space in basement into living space and reclaiming storage under the porch. | Superstar Plumbing Heating & Sprinkler Supplies Ltd
EP-2023-09882 | 2023-11-01 | 638 HAWKS AVENUE, Vancouver, BC V6A 3J1 | Electrical Permit | Residential | Renovation | Issued | Installation / Repair - Residential - low voltage installation including alarm system and data curcuits >BP: 638 Hawks Av Exterior and interior alterations to this existing municipally designated VHR (B) single detached house on this site. Scope of work includes layout changes, removing the existing sunken patio on the rear and propose a new sunken patio on the south side, new rear stairs, windows & doors changes, underpinning for deeper basement, convert crawl space in basement into living space and reclaiming storage under the porch. *************** The alterations authorized by the Combined Development and Building Permit Number DB-2022-05146, including conditions and plans forming part thereof, are approved under the Heritage By-law and this Development Permit also constitutes a Heritage Alteration Permit. *************** Architectural Schedule B, and Schedule D submitted by Jason Hui, P. Eng., 778.319.3403 CCRP Schedule A, and Structural & Geotechnical (permanent) Schedule B submitted by Jason Bal, P. Eng., 604.657.8809 Renovation Energy Upgrade Proposal provided by Peter Cho of City Green Solutions, 778.316.9053 Retention Drawings, Sequence of Construction, and Assurance of Retention provided by Jason Bal. P. Eng., 604.657.8809 Note: - Building is Sprinklered - Heat pump located at rear - Bar sink located at Basement - Install interconnected, hardwired, 120 volt smoke alarms with battery back-up and silencing feature, in each sleeping unit and within 5 m outside each sleeping area on each storey as per Building By-law 9.1019. - Install carbon monoxide alarm as per Building By-la 9.32.4.2. & Bulletin 2007-007-BU/EL. | Opticnet Communications Inc
EP-2023-08672 | 2023-09-29 | 638 HAWKS AVENUE, Vancouver, BC V6A 3J1 | Electrical Permit | Residential | New | Issued | Installation / Repair - Residential - Complete new wiring installation. >BP: 638 Hawks Av Exterior and interior alterations to this existing municipally designated VHR (B) single detached house on this site. Scope of work includes layout changes, removing the existing sunken patio on the rear and propose a new sunken patio on the south side, new rear stairs, windows & doors changes, underpinning for deeper basement, convert crawl space in basement into living space and reclaiming storage under the porch. *************** The alterations authorized by the Combined Development and Building Permit Number DB-2022-05146, including conditions and plans forming part thereof, are approved under the Heritage By-law and this Development Permit also constitutes a Heritage Alteration Permit. *************** Architectural Schedule B, and Schedule D submitted by Jason Hui, P. Eng., 778.319.3403 CCRP Schedule A, and Structural & Geotechnical (permanent) Schedule B submitted by Jason Bal, P. Eng., 604.657.8809 Renovation Energy Upgrade Proposal provided by Peter Cho of City Green Solutions, 778.316.9053 Retention Drawings, Sequence of Construction, and Assurance of Retention provided by Jason Bal. P. Eng., 604.657.8809 Note: - Building is Sprinklered - Heat pump located at rear - Bar sink located at Basement - Install interconnected, hardwired, 120 volt smoke alarms with battery back-up and silencing feature, in each sleeping unit and within 5 m outside each sleeping area on each storey as per Building By-law 9.1019. - Install carbon monoxide alarm as per Building By-la 9.32.4.2. & Bulletin 2007-007-BU/EL. | Tadco Electric Ltd
MP-2023-01736 | 2023-09-24 | 638 HAWKS AVENUE, Vancouver, BC V6A 3J1 | Mechanical Permit | NULL | NULL | Issued | NULL | S & J Mechanical Ltd
PP-2023-02230 | 2023-06-23 | 638 HAWKS AVENUE, Vancouver, BC V6A 3J1 | Plumbing Permit | Residential | Renovation | Issued | Residential - Plumbing services at a house NOTE: Engineering Assurance letter will be submitted to the Plumbing Inspector on the site. Letter shall conform to the requirements of Vancouver Bulletin 2000-008-EL/PL. >BP: 638 Hawks Av Exterior and interior alterations to this existing municipally designated VHR (B) single detached house on this site. Scope of work includes layout changes, removing the existing sunken patio on the rear and propose a new sunken patio on the south side, new rear stairs, windows & doors changes, underpinning for deeper basement, convert crawl space in basement into living space and reclaiming storage under the porch. June 30/2023-AMEND -to add a sump pump at the site. Thank | Superstar Plumbing Heating & Sprinkler Supplies Ltd
PP-2023-01021 | 2023-03-24 | 831 UNION STREET, Vancouver, BC V6A 2C5 | Plumbing Permit | Commercial | Renovation | Issued | Commercial - install 36". sump outside of building, excavate and connect new sump to city connection at P/L | Aresta Underground Services
GP-2022-03070 | 2022-10-13 | 507 E 6TH AVENUE #201, Vancouver, BC V5T 1K9 | Gas Permit | Residential | Renovation | Completed | Residential - Move gas line 20” offset -1 meter total 60000 btu | Anastase Vlassopoulos DBA Taso Services
PP-2022-03146 | 2022-10-13 | 550 E 6TH AVENUE #206, Vancouver, BC V5T 4H2 | Plumbing Permit | Residential | Addition | Completed | Residential - Add dishwasher next to the sink. **Any building or structural alterations may require a building permit | Open Electrical Solutions Inc
EP-2023-11322 | NULL | 350 E 2ND AVENUE #332, Vancouver, BC V5T 4R8 | Electrical Permit | Residential | Renovation | Withdrawn | Installation / Repair - Residential - Relocate existing panel from bathroom into hallway Use existing panel as a junction box and extend circuits to new panel Install new kitchen lighting, receptacle and appliance circuits | Terradyne Electrical Services Inc
EP-2022-09073 | 2022-10-27 | 770 UNION STREET, Vancouver, BC V6A 2C2 | Electrical Permit | Residential | Tenant Improvement | Completed | Installation / Repair - Residential - No change to existing service Building permit not required Electrical install of Heat pump MP-2022-00471 (Issued) | Moore And Russell Heating And Air Conditioning Ltd
MP-2022-00471 | 2022-10-25 | 770 UNION STREET, Vancouver, BC V6A 2C2 | Mechanical Permit | NULL | NULL | Completed | NULL | Moore And Russell Heating And Air Conditioning Ltd
MP-2023-01208 | 2023-06-30 | 772 UNION STREET, Vancouver, BC V6A 2C2 | Mechanical Permit | NULL | NULL | Completed | NULL | Superior Gas Installations & Service Ltd
EP-2023-05957 | 2023-07-13 | 772 UNION STREET, Vancouver, BC V6A 2C2 | Electrical Permit | Commercial | Tenant Improvement | Completed | Installation / Repair - Commercial - -Run new 10/2 feed in Wiremold from electrical panel through hallway and bedroom and transition to grey PVC into disconnect and condenser unit on patio. -Install new Stablok 2 pole 15A breaker. -Test system -Remove 2750W of baseboard heating from 4500W total. Remainder of baseboard heating will be 1750W -HP ¦ MCA: 14.4A *MP-2023-01208: Completed (Heating and Cooling) | RVS Electrical Ltd
GP-2022-01259 | 2022-04-21 | 1039 E GEORGIA STREET, Vancouver, BC V6A 2A6 | Gas Permit | Residential | Renovation | Completed | Residential - Re&Re Boiler BTU: 115.000 | Milani Plumbing Heating & Air Conditioning Ltd
NULL | NULL | 1147 GRANT STREET, Vancouver, BC V6A 2J7 | Electrical Permit | Residential | Renovation | Withdrawn | Installation / Repair - Residential - . | Nelcan Electric Ltd
NULL | NULL | 1147 GRANT STREET, Vancouver, BC V6A 2J7 | Electrical Permit | Residential | Addition | Withdrawn | Installation / Repair - Residential | Nelcan Electric Ltd
EP-2023-08383 | 2023-09-18 | 270 W 7TH AVENUE #104, Vancouver, BC V5Y 1M1 | Electrical Permit | Commercial | Addition | Issued | Installation / Repair - Commercial - Low voltage installation of CCTV system and Access Control. | Telus Custom Security Systems Inc
SP-2022-01183 | 2022-07-26 | 2635 PRINCE EDWARD STREET #402, Vancouver, BC V5T 4V7 | Sprinkler Permit | Residential | Renovation - Dwelling Unit(s) only | Completed | Residential - re locating 6 sprinklers #402 - 4th Floor CF-2021-016737 Interior alterations to provide improvements to this existing dwelling unit on the 4th floor (#402) in this existing multiple dwelling building on this site. Scope of work: Demolish/construct interior walls, remove kitchen island, new kitchen cabinet, replace existing millwork, new bathroom fixtures, new barn door, flooring, electrical, plumbing and sprinkler work to suit. | Titan Fire Protection Ltd
PP-2022-02561 | 2022-07-21 | 2635 PRINCE EDWARD STREET #402, Vancouver, BC V5T 4V7 | Plumbing Permit | Residential | Renovation - Dwelling Unit(s) only | Completed | Residential - Plumbing rough in. >BP: #402 - 4th Floor CF-2021-016737 Interior alterations to provide improvements to this existing dwelling unit on the 4th floor (#402) in this existing multiple dwelling building on this site. Scope of work: Demolish/construct interior walls, remove kitchen island, new kitchen cabinet, replace existing millwork, new bathroom fixtures, new barn door, flooring, electrical, plumbing and sprinkler work to suit. | David I Ross
EP-2022-06143 | 2022-07-22 | 2635 PRINCE EDWARD STREET #402, Vancouver, BC V5T 4V7 | Electrical Permit | Residential | Renovation | Completed | Installation / Repair - Residential - - rework circuits and separated lights and plugs where we could - kitchen lighting - new fridge circuit - mech rm plug #402 - 4th Floor Interior alterations to provide improvements to this existing dwelling unit on the 4th floor (#402) in this existing multiple dwelling building on this site. Scope of work: Demolish/construct interior walls, remove kitchen island, new kitchen cabinet, replace existing millwork, new bathroom fixtures, new barn door, flooring, electrical, plumbing and sprinkler work to suit. | Cameron Thomas Burr
PP-2022-02187 | 2022-06-22 | 1167 GRANT STREET, Vancouver, BC V6A 2J7 | Plumbing Permit | Commercial | Tenant Improvement | Completed | Commercial - Additional washroom group and kitchenette. Interior alterations to use this unit as a workshop/warehouse on the ground floor with ancillary office on the second and to add a new washroom on the second floor and to validate the work done by previous tenant on first floor. Scope of work includes addition of floor area of 55 sq.ft. | JJM Mechanical Group Ltd
EP-2022-05628 | 2022-07-12 | 1167 GRANT STREET, Vancouver, BC V6A 2J7 | Electrical Permit | Commercial | Renovation | Completed | Installation / Repair - Commercial - power and lighting for new washroom and kitchenette >BP: Interior alterations to use this unit as a workshop/warehouse on the ground floor with ancillary office on the second and to add a new washroom on the second floor and to validate the work done by previous tenant on first floor. Scope of work includes addition of floor area of 55 sq.ft. Note: Application is reviewed under VBBL 2019. | Keystone Electric Ltd
NULL | NULL | 747 KEEFER STREET, Vancouver, BC V6A 1Y6 | Electrical Permit | Residential | Renovation | Draft | Installation / Repair - Residential - This residential building was caught fire and we are replacing the effected wires and doing interior finishing | NULL
PP-2023-02707 | 2023-07-31 | 747 KEEFER STREET, Vancouver, BC V6A 1Y6 | Plumbing Permit | Commercial | Renovation | Issued | Commercial - Multi family residential building caught fire. We are doing renovation . We are repairing some water lines effected by fire and reinstalling all plumbing fixtures and faucets REFER TO: CF-2023-003781 >BP: Exterior and interior alterations to provide structural support and remediation for exploratory work to this fire damage roof at this building on this site. | R & M Mechanical Ltd
NULL | NULL | 937 E 8TH AVENUE, Vancouver, BC V5T 1T7 | Gas Permit | Residential | Renovation | Withdrawn | Residential - new furnace replacement | Pro Ace Heating & Air Conditioning Services Ltd
GP-2022-01564 | 2022-05-24 | 1015 E 8TH AVENUE, Vancouver, BC V5T 1V1 | Gas Permit | Residential | New | Completed | Residential - High Efficiency Furnace Installation -Disconnect, remove and dispose of old furnace -Supply and install new two stage high efficiency furnace -Supply and install new 1" filter -Attach to existing supply and return plenheim -Reconnect gas, electrical, low voltage -Supply and install new 2" PVC venting out side of house and exposed up the side of the house (side or behind the box out) -Insulate the venting with black foam -Seal building penetrations and install bird screens -Supply and install acid neutralizer on condensate drain -Provide City of Vancouver gas permit -Cap off old B vent This furnace is eligible for $800 Fortis Rebate Furnace Model is WPV050T3AA-C | DISPATCH PLUMBING INC
EP-2022-07682 | 2022-09-14 | 481 W 6TH AVENUE, Vancouver, BC V5Y 1L3 | Electrical Permit | Commercial | Addition | Completed | Installation / Repair - Commercial - Adding timer switch for the lighting E2 - Lighting - Upgrade to incorporate Automatic Full OFF >BP: Interior alterations and a change of use from Office to Retail Store (Flower Shop) for a new tenant at 483 W 6th Ave on the ground floor of this mixed-use building on this site. New tenant: La Fraise Rose Ok for field review per W.Wong June 7, 2022 Notes: - This building is sprinklered. DBI to determine on site if a separate sprinkler permit is required. - Energy Upgrade: E2 - Lighting - Upgrade to incorporate Automatic Full OFF (per 9.4.1.1.(h) of ASHRAE 90.1-2016) - Storefront glazing is to remain clear and unobstructed. No translucent or opaque film, artwork, shelving, display case, curtains or similar elements are to be installed on or directly outside or inside of the approved glazing. Separate permit is required for all signage. | Atlantic Electric Ltd
PP-2022-03387 | 2022-09-26 | 481 W 6TH AVENUE, Vancouver, BC V5Y 1L3 | Plumbing Permit | Commercial | Tenant Improvement | Completed | Commercial - Install new 2-compartment commercial kitchen sink, hand wash sink, and floor mop sink on north end of unit. Interior alterations and a change of use from Office to Retail Store (Flower Shop) for a new tenant at 483 W 6th Ave on the ground floor of this mixed-use building on this site. New tenant: La Fraise Rose | KP Plumbing & Heating Inc
EP-2023-02204 | 2023-03-24 | 319 E 7TH AVENUE #112, Vancouver, BC V5T 1M9 | Electrical Permit | Commercial | Renovation - Dwelling Unit(s) only | Issued | Installation / Repair - Commercial - Various Scope of Work: Install Receptacles: 1 in storage; 1 in bathroom; 5 (3 appliance, 2 regular) in kitchen; move 1 in kitchen. Lighting Wiring: Extend wiring for 1 overhead in primary bedroom; install 1 overhead in secondary bedroom; extend wiring for 1 overhead in dining bedroom; 2 pot lights in dining/living area; 2 wall sconces in living room; 9 under-cabinet pot lights in kitchen. Light Switches: Move 2 outside of bathroom to inside of bathroom; 2 in kitchen for under-cabinet pot lights; 3 in living room for wall sconces and pot lights; 2 in dining room for overhead light and pot lights. RANGE HOOD: 1 in kitchen 30” west. There are no structural changes occurring. Just cosmetic. | P Freeman Electric Corporation
GP-2023-00503 | NULL | 234 E 5TH AVENUE #304, Vancouver, BC V5T 1H3 | Gas Permit | Commercial | Renovation - Dwelling Unit(s) only | Cancelled | Commercial - Installation of one direct vent gas fireplace AMEND: FEB 13/2023 This is a Residential Unit in a Multiple Dwelling Commercial Building | Bridge Woodworks Mfg Ltd
EP-2023-00774 | 2023-10-13 | 138 W 6TH AVENUE #401, Vancouver, BC V5Y 1K6 | Electrical Permit | Residential | Tenant Improvement | Issued | Installation / Repair - Residential - Install 1 receptacle for AC Unit Hi, I was told by Andrew Tully electrical inspector that's all I needed This is only a very small unit | Marcel Electric Inc
GP-2022-03378 | 2022-10-31 | 2938 SOPHIA STREET, Vancouver, BC V5T 3L3 | Gas Permit | Residential | Renovation | Completed | Residential - Installing furnace and tankless water heater | Reid Brothers Plumbing & Heating Ltd
GP-2023-00909 | 2023-03-14 | 520 HAWKS AVENUE, Vancouver, BC V6A 3H9 | Gas Permit | Residential | Renovation | Completed | Residential - Re&re Tankless water heater | Milani Plumbing Heating & Air Conditioning Ltd
MP-2023-00292 | 2023-03-07 | 520 HAWKS AVENUE, Vancouver, BC V6A 3H9 | Mechanical Permit | NULL | NULL | Completed | NULL | Milani Electric Limited
EP-2023-01830 | 2023-03-20 | 520 HAWKS AVENUE, Vancouver, BC V6A 3H9 | Electrical Permit | Residential | Renovation | Completed | Installation / Repair - Residential - Electrical supply for Heat Pump *MP-2023-00292 | Milani Electric Limited
PP-2022-00249 | 2022-01-28 | 710 E 6TH AVENUE #102, Vancouver, BC V5T 1L5 | Plumbing Permit | Commercial | Renovation - Dwelling Unit(s) only | Completed | Commercial - SUITE #102 - RE N RE - Remove and replace bath tub, shower valve, lav, wc, kitchen sink and DW. All locations stay the same a previously. #102 Interior alterations only to provide improvements to this existing dwelling unit #102 on the first floor of this existing multiple dwelling building on this site. scope of work includes renovating kitchen and bathroom | Andrew James Leask
EP-2022-01120 | 2022-02-11 | 710 E 6TH AVENUE #102, Vancouver, BC V5T 1L5 | Electrical Permit | Residential | Renovation - Dwelling Unit(s) only | Completed | Installation / Repair - Residential - Update lighting and receptacles >BP: Interior alterations only to provide improvements to this existing dwelling unit #102 on the first floor of this existing multiple dwelling building on this site. scope of work includes renovating kitchen and bathroom E2 - Appliances - Upgrade to an Energuide/Energy Star appliance (fridge; dishwasher) | Control Tech Electrical Corp
EP-2022-07302 | 2022-09-01 | 710 E 6TH AVENUE #106, Vancouver, BC V5T 1L5 | Electrical Permit | Residential | Renovation | Completed | Installation / Repair - Residential - 60 amp panel removal, install update panel. Add 4 kitchen receptacles. Relocate fridge, dishwasher, range and cooktop. | Jonathan P Andrews
NULL | NULL | 280 E 6TH AVENUE #4, Vancouver, BC V5T 1J8 | Plumbing Permit | Residential | Renovation | Draft | Residential - Extending the drainage pipe 2ft from existing drain location in kitchen. Extending a drainage pipe 5ft for washing machine. | Maestro Plumbing Heating & Air Conditioning Ltd
EP-2023-02033 | 2023-03-14 | 280 E 6TH AVENUE #4, Vancouver, BC V5T 1J8 | Electrical Permit | Commercial | Renovation - Dwelling Unit(s) only | Completed | Installation / Repair - Commercial - Install branch circuits and rewiring of exiting lighting in kitchen. | Kato Electrical Inc
EP-2022-04965 | NULL | 659 E 8TH AVENUE #101, Vancouver, BC V5T 1T2 | Electrical Permit | Residential | Addition | Application Incomplete | Installation / Repair - Residential - Provide power and disconnect for 20A A/C unit | ECOWEST SYSTEMS
MP-2023-00582 | 2023-04-04 | 2803 ST. CATHERINES STREET, Vancouver, BC V5T 4R7 | Mechanical Permit | NULL | NULL | Completed | NULL | Ferenc Nagy
EP-2023-02929 | 2023-04-13 | 2803 ST. CATHERINES STREET, Vancouver, BC V5T 4R7 | Electrical Permit | Residential | Tenant Improvement | Completed | Installation / Repair - Residential - Wiring heat pump | EURO TECH ELECTRIC LTD.
EP-2023-01498 | 2023-02-27 | 1018 E 10TH AVENUE, Vancouver, BC V5T 2B5 | Electrical Permit | Residential | Addition | Completed | Installation / Repair - Residential - Install Simple switch load sharing device. Add wire from Dryer to new Hot water tank using load sharing device. | It's On Electric Company Inc
NULL | NULL | 1018 E 10TH AVENUE, Vancouver, BC V5T 2B5 | Electrical Permit | Residential | New | Draft | Installation / Repair - Residential - Install Simple switch load sharing device Add wire from Dryer to new Hot water tank using load sharing device | It's On Electric Company Inc
MP-2022-00494 | 2022-10-31 | 1018 E 10TH AVENUE, Vancouver, BC V5T 2B5 | Mechanical Permit | NULL | NULL | Completed | NULL | 0994152 BC Ltd
GP-2022-03371 | 2022-10-31 | 1018 E 10TH AVENUE, Vancouver, BC V5T 2B5 | Gas Permit | Residential | Tenant Improvement | Completed | Residential - Decommissioning gas boiler | 0994152 BC Ltd
EP-2022-09241 | 2022-10-31 | 1018 E 10TH AVENUE, Vancouver, BC V5T 2B5 | Electrical Permit | Residential | Tenant Improvement | Completed | Installation / Repair - Residential - Electrical to outdoor heat pump (MP-2022-00494) | 0994152 BC Ltd
GP-2022-00937 | 2022-03-24 | 1027 E 10TH AVENUE, Vancouver, BC V5T 2B4 | Gas Permit | Residential | Addition | Completed | Residential - Combi Boiler 199,000 BTU re/re | HAMZEH GERAMI Dba Nation Heating & Cooling
GP-2023-03338 | 2023-11-01 | 1050 E 10TH AVENUE, Vancouver, BC V5T 2B5 | Gas Permit | Residential | Renovation | Completed | Residential - Replacement combination boiler | BC Wide Home Services
MP-2023-00811 | 2023-05-09 | 777 PRIOR STREET, Vancouver, BC V6A 2G8 | Mechanical Permit | NULL | NULL | Completed | NULL | Titanium HVAC Inc
EP-2023-04172 | 2023-05-18 | 777 PRIOR STREET, Vancouver, BC V6A 2G8 | Electrical Permit | Residential | Tenant Improvement | Completed | Installation / Repair - Residential - Install heat pump - Run 10/2 cable from panel in living area down to crawlspace and outside to disconnect. From disconnect run whip into heat pump. - Test system. - MP-2023-00811 | RVS Electrical Ltd
GP-2023-02681 | 2023-09-12 | 744 HAWKS AVENUE, Vancouver, BC V6A 3J3 | Gas Permit | Residential | Renovation | Cancelled | Residential - re/re of hot water tank with tankless water heater | 1236318 BC Ltd DBA Aquatech Vancouver
NULL | NULL | 1273 CLARK DRIVE, Vancouver, BC V5L 3K6 | Electrical Permit | Residential | Addition | Draft | Installation / Repair - Residential - ggggg | TDR Electric Inc
NULL | NULL | 1273 CLARK DRIVE, Vancouver, BC V5L 3K6 | Electrical Permit | Residential | Addition | Draft | Installation / Repair - Residential - kjgjgb.ki | TDR Electric Inc
EP-2022-09448 | 2022-11-09 | 27 E 7TH AVENUE #400, Vancouver, BC V5T 1M4 | Electrical Permit | Commercial | Tenant Improvement | Completed | Installation / Repair - Commercial - Installation of lighting, lighting control, emergency lights, backup generator, power feeder, branch circuits, power feeders, Cable tray system, wire mold system. >BP: Interior alterations to provide tenant improvements to a laboratory on the 4th floor of this existing commercial building on this site. Ok for field review as per Jamie Zhang Scope of work: - Removal of interior walls, doors, and electrical - Install interior walls, doors, plumbing fixtures, electrical work, accessible washroom, equipment and millwork Permit fees collected under DB-2021-05947 for #300 REVISION #1 Sept.28/22 mk - Architectural, Structural, Mechanical, & Electrical revised as outlined on application form and revised plans pages 1-47. - Increase project value by $30,000, from $2,000,000.00 to $2,030,000.00 (permit fees collected under DB-2021-05947) Energy Upgrade: E2 - SWH - Upgrade SWH system Temperature Controls (per 7.4.4.1 of ASHRAE 90.1-2016) Note: Energy checklist is currently no longer required with your Building Permit (BP) application. Some supporting documents are still required at BP stage, specifically Envelope and HVAC, if applicable. Service Water Heating and Lighting supporting documents, if applicable, must be submitted with your related trades permits (e.g. electrical and plumbing). All energy upgrades will be checked during inspections stage. It is the applicant’s responsibility to identify and note all required upgrades including energy upgrades on their BP drawings at BP stage. | Action Electric Ltd
PP-2022-04334 | 2022-12-22 | 27 E 7TH AVENUE #400, Vancouver, BC V5T 1M4 | Plumbing Permit | Commercial | Tenant Improvement | Completed | Commercial - Install Fixtures - Plumbing Pump (Floor 4 quantity 1) - Hot Water Tank (Floor 4 quantity 1) - Trap Primer (Floor 4 quantity 2) - Eyewash (Floor 4 quantity 5) - Shower and Eyewash (Floor 4 quantity 2) >Interior alterations to provide tenant improvements to a laboratory on the 4th floor of this existing commercial building on this site. Ok for field review as per Jamie Zhang Scope of work: - Removal of interior walls, doors, and electrical - Install interior walls, doors, plumbing fixtures, electrical work, accessible washroom, equipment and millwork Permit fees collected under DB-2021-05947 for #300 REVISION #1 Sept.28/22 mk - Architectural, Structural, Mechanical, & Electrical revised as outlined on application form and revised plans pages 1-47. - Increase project value by $30,000, from $2,000,000.00 to $2,030,000.00 (permit fees collected under DB-2021-05947) Schedule A & Schedule B Architectural submitted per Edwin Wong, 604-312-4889 Schedule B Structural submitted per Christopher Jacques, 604-631-9517 Schedule B Mechanical & Plumbing submitted per Jordan Taylor, 604-685-9381 Schedule B Electrical submitted per Cameron Ballard, 604-347-9722 Energy Upgrade: E2 - SWH - Upgrade SWH system Temperature Controls (per 7.4.4.1 of ASHRAE 90.1-2016) Note: Energy checklist is currently no longer required with your Building Permit (BP) application. Some supporting documents are still required at BP stage, specifically Envelope and HVAC, if applicable. Service Water Heating and Lighting supporting documents, if applicable, must be submitted with your related trades permits (e.g. electrical and plumbing). All energy upgrades will be checked during inspections stage. It is the applicant’s responsibility to identify and note all required upgrades including energy upgrades on their BP drawings at BP stage. | DAVIDSON BROS MECHANICAL CONTRACTORS
EP-2023-02463 | 2023-03-22 | 27 E 7TH AVENUE #400, Vancouver, BC V5T 1M4 | Electrical Permit | Commercial | Addition | Completed | Installation / Repair - Commercial - Supply and install security systems at Alpha9’s new Vancouver office. NO Maglocks Site Superintendent: Kiegan Jasper Cell: 778-233-8767 Sr. Site Supervisor: Jason Wong Cell: 604-363-0684 >BP: Interior alterations to provide tenant improvements to a laboratory on the 4th floor of this existing commercial building on this site. Ok for field review as per Jamie Zhang Scope of work: - Removal of interior walls, doors, and electrical - Install interior walls, doors, plumbing fixtures, electrical work, accessible washroom, equipment and millwork Permit fees collected under DB-2021-05947 for #300 REVISION #1 Sept.28/22 mk - Architectural, Structural, Mechanical, & Electrical revised as outlined on application form and revised plans pages 1-47. - Increase project value by $30,000, from $2,000,000.00 to $2,030,000.00 (permit fees collected under DB-2021-05947) | PALADIN TECHNOLOGIES INC
SP-2022-00102 | 2022-02-10 | 27 E 7TH AVENUE #400, Vancouver, BC V5T 1M4 | Sprinkler Permit | Commercial | Tenant Improvement | Completed | Commercial - 400 Sprinkler alterations to provide tenant improvements to a laboratory on the 4th floor of this existing commercial building on this site. | Priority Fire Systems Ltd
EP-2023-02195 | 2023-03-23 | 27 E 7TH AVENUE, Vancouver, BC V5T 1M4 | Electrical Permit | Commercial | Addition | Completed | Installation / Repair - Commercial - Supply and install security systems at Alpha9’s new Vancouver office. NO MAGLOCKS Site Superintendent: Kiegan Jasper Cell: 778-233-8767 Site Supervisor: Jason Wong Cell: 604-363-0684 >BP: Interior alterations to provide tenant improvements to a laboratory with ancillary office on the 3rd floor of this existing commercial building on this site. Scope of work: - To replace existing roof top units - Remove interior walls & electrical - Install interior walls, doors, plumbing fixtures, electrical work, equipment, accessible washroom, and millwork REVISION #1 Sept.28/22 mk - Architectural, Structural, Mechanical, & Electrical revised for #300 & #400 as outlined on application form and revised plans pages 1-47. - Increase project value by $30,000, from $2,000,000.00 to $2,030,000.00 (fees for BP-2021-05947 paid for under this permit) OK for DB per Benjamin Dufix & Maxine Schelger, Andrew Wroblewski OK for field review per Jamie Zhang, Nov.15/21 | PALADIN TECHNOLOGIES INC
EP-2022-01202 | 2022-02-24 | 330 E 7TH AVENUE #102, Vancouver, BC V5T 4K5 | Electrical Permit | Commercial | Renovation - Dwelling Unit(s) only | Completed | Installation / Repair - Commercial - -Upgrade lighting -Kitchen reno -Install new kitchen customer supplied potlights Install new kitchen counter receptacles circuits Relocate stove circuit Relocate fridge circuit Relocate microwave circuit -Re & re new 100A suite panel >BP: 330 E 7TH - Unit 102 - Ground Level Interior renovations to provide tenant improvements to this residential unit on the ground floor (Unit 102) in this existing multiple dwelling building on this site. Scope of Work: Upgrades to the kitchen - removing existing cupboards and counters to install new kitchen design. E2 - SWH - Install low flow shower heads in all showers Structural Schedule B provided by Joe Klarich, P.eng. OK for field review as per J.Bal - Oct 6/21 | Alpine Electric Ltd
PP-2023-04365 | 2023-12-20 | 2222 PRINCE EDWARD STREET #408, Vancouver, BC V5T 4M6 | Plumbing Permit | Residential | Tenant Improvement | Issued | Residential - Replacing existing tub with new, replacing existing diverter with new ***Any Structural work may require a building permit*** | Platinum Ridge Plumbing Ltd
EP-2022-06182 | 2022-07-22 | 550 E 6TH AVENUE #313, Vancouver, BC V5T 4H2 | Electrical Permit | Residential | Renovation | Completed | Installation / Repair - Residential - small bath kitchen reno , very minor #313 - 3rd floor Interior alterations to provide improvements to kitchen and bathroom in this existing dwelling unit on the 3rd floor (#313) of this existing multiple dwelling building on this site. Scope of work: remove bulkhead, upgrade appliances, cabinets, lighting, finishes in the kitchen. Change tub to shower, remove drop ceiling above tub, new bathroom fan, ceiling lights/wall sconce, fixtures, vanity, flooring, new grab bar and wall mounted shower seat in bathroom, electrical and plumbing work. | Felix Kosi
PP-2022-02574 | 2022-07-25 | 550 E 6TH AVENUE #313, Vancouver, BC V5T 4H2 | Plumbing Permit | Residential | Renovation | Completed | Residential - shower reno >BP: Interior alterations to provide improvements to kitchen and bathroom in this existing dwelling unit on the 3rd floor (#313) of this existing multiple dwelling building on this site. Scope of work: remove bulkhead, upgrade appliances, cabinets, lighting, finishes in the kitchen. Change tub to shower, remove drop ceiling above tub, new bathroom fan, ceiling lights/wall sconce, fixtures, vanity, flooring, new grab bar and wall mounted shower seat in bathroom, electrical and plumbing work. | Pioneer Plumbing & Heating Inc
PP-2022-00559 | 2022-02-17 | 440 E 5TH AVENUE #217, Vancouver, BC V5T 1N5 | Plumbing Permit | Residential | Tenant Improvement | Completed | Residential - SUITE #217 - INSTALLATION OF A DISHWASHER | Hillcrest Plumbing & Heating (1967) Ltd
PP-2022-01449 | 2022-04-29 | 440 E 5TH AVENUE #303, Vancouver, BC V5T 1N5 | Plumbing Permit | Commercial | Renovation - Dwelling Unit(s) only | Completed | Commercial - SUITE #303 - Replace bathtub with shower. #303 Interior alterations to residential unit #303 (SL #49) to remove the existing bathtub and replace with walk in shower at this existing multiple dwelling building on site. Scope of work is limited to work associated to the new walk in shower. Re-tiling of the impacted areas, moving shower faucet pipe higher and installation of a low flow shower head. No other alterations proposed. | BRAYTON PLUMBING LTD
GP-2023-00888 | 2023-03-13 | 1048 E 7TH AVENUE #1A, Vancouver, BC V5T 1P7 | Gas Permit | Residential | Renovation - Dwelling Unit(s) only | Issued | Residential - a gas furnace replacement | Vanheat Services Ltd
GP-2022-00325 | 2022-02-03 | 124 W 10TH AVENUE, Vancouver, BC V5Y 1R8 | Gas Permit | Residential | New | Issued | Residential - Install one natural gas fireplace | Vancouver Gas Fireplaces Ltd
GP-2022-01841 | 2022-06-17 | 126 W 10TH AVENUE, Vancouver, BC V5Y 1R8 | Gas Permit | Residential | Renovation | Completed | Residential - Install one natural gas fireplaces insert | Vancouver Gas Fireplaces Ltd
NULL | NULL | 440 E 5TH AVENUE #216, Vancouver, BC V5T 1N5 | Electrical Permit | Residential | Addition | Draft | Installation / Repair - Residential - Installation of additional power outlets in the kitchen to allow for installation of dishwasher and clothes washer | NULL
NULL | NULL | 440 E 5TH AVENUE #216, Vancouver, BC V5T 1N5 | Plumbing Permit | Residential | Addition | Draft | Residential - Installation of two additional water outlets, once for the dishwasher and one for clothes washer, in the kitchen. | NULL
GP-2022-01474 | 2022-05-11 | 510 E 7TH AVENUE, Vancouver, BC V5T 1N7 | Gas Permit | Residential | Renovation | Completed | Residential - re re furnace | Thomson Industries Ltd
PP-2022-00804 | 2022-03-09 | 510 E 7TH AVENUE, Vancouver, BC V5T 1N7 | Plumbing Permit | Residential | Renovation | Completed | Residential - Renovate bathroom 510 E 7th Ave Exterior and interior alterations to add a new rear deck, new stairs and provide alterations including new windows and doors for this existing side by side two family dwelling on this inside with lane site. Scope of work also includes installation of four new windows on east elevation, relocate fireplace, new shower/steamroom, relocate toilet | False Creek Plumbing Inc
EP-2022-01540 | 2022-02-25 | 510 E 7TH AVENUE, Vancouver, BC V5T 1N7 | Electrical Permit | Residential | Renovation - Dwelling Unit(s) only | Completed | Installation / Repair - Residential - Service upgrade from 100 to 200 amp 510 E 7th Ave Exterior and interior alterations to add a new rear deck, new stairs and provide alterations including new windows and doors for this existing side by side two family dwelling on this inside with lane site. Scope of work also includes installation of four new windows on east elevation, relocate fireplace, new shower/steamroom, relocate toilet | Alert Electric Ltd
GP-2022-00187 | 2022-01-25 | 510 E 7TH AVENUE, Vancouver, BC V5T 1N7 | Gas Permit | Residential | New | Completed | Residential - water heater replacement | Pro Ace Heating & Air Conditioning Services Ltd
SP-2022-00979 | 2022-06-20 | 510 E 7TH AVENUE, Vancouver, BC V5T 1N7 | Sprinkler Permit | Residential | Renovation - Dwelling Unit(s) only | Completed | Residential - Move 2 sprinkler, add one sprinkler >510 E 7th Ave Exterior and interior alterations to add a new rear deck, new stairs and provide alterations including new windows and doors for this existing side by side two family dwelling on this inside with lane site. Scope of work also includes installation of four new windows on east elevation, relocate fireplace, new shower/steamroom, relocate toilet | Fire Busters Inc
PP-2022-02915 | 2022-08-22 | 711 E 6TH AVENUE #421, Vancouver, BC V5T 1L7 | Plumbing Permit | Residential | Renovation | Completed | Residential - re installing new fixtures in same locations. >Interior alterations to provide improvements to dwelling unit #421 on the 3rd floor of this existing multiple dwelling building on this site. Scope of work: New kitchen cabinets and counter with addition of dishwasher to existing, convert bath tub to shower. OK for field review as per Nehzat J. on June 23 of 2022. Note: Energy Upgrade Exempt: Reached Target (for condo) | Western BC Plumbing & Heating Ltd
EP-2022-03512 | 2022-05-02 | 480 E PENDER STREET, Vancouver, BC V6A 1T9 | Electrical Permit | Commercial | Renovation | Completed | Installation / Repair - Commercial - Rewire branch circuit | Western Innovative System Ltd
PP-2022-01960 | 2022-06-09 | 480 E PENDER STREET, Vancouver, BC V6A 1T9 | Plumbing Permit | Residential | Renovation | Completed | Residential - Installing new dishwasher | ASPRA PLUMBING & HEATING LTD.
EP-2022-00576 | 2022-01-26 | 2142 CAROLINA STREET #107, Vancouver, BC V5T 3S2 | Electrical Permit | Residential | Addition | Completed | Installation / Repair - Residential - replace all devices in suite while installing copper pigtails and acs marrettes. unit is equiped with aluminium wiring and new owner wants to ensure this was done for insurrance. | ELECTRICAL SAVVY CONTRACTING INC
MP-2023-01066 | 2023-06-09 | 156 W 13TH AVENUE, Vancouver, BC V5Y 1V7 | Mechanical Permit | NULL | NULL | Completed | NULL | Gandy Installations Ltd
EP-2023-06113 | 2023-07-21 | 156 W 13TH AVENUE, Vancouver, BC V5Y 1V7 | Electrical Permit | Residential | Addition | Completed | Installation / Repair - Residential - New heat pump installation, provided breaker, wire run, disconnect and whip to heat pump *MP-2023-01066: Issued (Cooling) | Gandy Installations Ltd
PP-2023-03946 | 2023-11-09 | 336 E 1ST AVENUE #313, Vancouver, BC V5T 4R6 | Plumbing Permit | Commercial | Renovation - Dwelling Unit(s) only | Issued | Commercial - UNIT #313 - Addition of new, additional fixtures upstairs: 1 Toilet & 1 Sink PLEASE NOTE: Should the Fire Separation be breached the District Plumbing Inspector may request a Building Permit | Costello and Co. Plumbing Inc
EP-2023-04389 | 2023-06-05 | 333 TERMINAL AVENUE, Vancouver, BC V6A 4C1 | Electrical Permit | Commercial | Tenant Improvement | Completed | Installation / Repair - Commercial - Installation of two Level 2 EV chargers in parkade, new 45 kVA transformer and feeder, 200A EV panelboard, 2X 40A branch circuit from EV panel in parkade. | Charles Richard Pawluk o/a United Electrical Systems Ltd
EP-2022-05225 | 2022-06-23 | 333 TERMINAL AVENUE #330, Vancouver, BC V6A 4C1 | Electrical Permit | Commercial | Tenant Improvement | Completed | Installation / Repair - Commercial - New MCFD (ministry of children and family development office). New 400A panel (fed from existing building distribution) and 3 x 200A sub panels c/w TVSS and non-revenue metering. Branch circuits and receptacles. Lighting, lighting controls, exit & emergency. Mechanical line voltage equipment connections c/w disconnects and wire. Fire alarm - relocate existing bells, and pull stations. Add 2 new bells. Communications cabling c/w terminations and data racks. Security pre-wire & devices/terminations. Floor boxes, cable tray, wiremold raceway. seismic engineering. BP: Unit #330; Building Permit for DP-2021-00731 Interior and exterior alterations and Change of Major Occupancy from Vocational School (Unit #309; Group A2) of 195 sq. m. in area to General office (group D) by expanding the existing office in Unit #330 in to Unit #309 and to provide tenant improvement with teaching kitchen in this existing commercial building. Scope of work includes installation of a new emergency motor generator at loading bay on grade and a new cooling unit at the parkade on the third floor. Tenant: Ministry of Children and Family Development One Class 3 Cooking operation *REVIEWED UNDER THE VBBL 2019, WITH REDUCTION IN UPGRADE TRIGGERS AS PER BYLAW #13714 EFFECTIVE JAN 01, 2022* Building Review Branch Notes: - The toilets in universal washrooms shall have a securely attached tank top as per VBBL 3.8.3.13.(1)(d). - All transparent doors and windows shall be glazed with safety glass as per VBBL 3.3.1.19.(3). - Washroom capacity analysis is using the occupant load of max 165 persons and two washrooms in #305 under BP-2021-04235. Thus, this BP completion shall be on hold until BP-2021-04235 is complete. | Charles Richard Pawluk o/a United Electrical Systems Ltd
SP-2022-00804 | 2022-08-03 | 333 TERMINAL AVENUE #330, Vancouver, BC V6A 4C1 | Sprinkler Permit | Commercial | Tenant Improvement | Completed | Commercial - Unit #330 Sprinkler alterations and Change of Major Occupancy from Vocational School (Unit #309; Group A2) of 195 sq. m. in area to General office (group D) by expanding the existing office in Unit #330 in to Unit #309 and to provide tenant improvement with teaching kitchen in this existing commercial building. Scope of work includes installation of a new emergency motor generator at loading bay on grade and a new cooling unit at the parkade on the third floor. Tenant: Ministry of Children and Family Development EOR - Erik Watson-Hurthig - (604) 209-2594 | Priority Fire Systems Ltd
EP-2023-03274 | 2023-05-02 | 750 E 7TH AVENUE #314, Vancouver, BC V5T 4H5 | Electrical Permit | Residential | Renovation - Dwelling Unit(s) only | Completed | Installation / Repair - Residential - Move wall sconce and receptacle location in bathroom. >BP: To alter the interior of this dwelling unit to provide improvements to the bathroom and to replace the kitchen hood. | WESTPEAK ELECTRICAL LTD
PP-2023-01217 | 2023-05-01 | 750 E 7TH AVENUE #314, Vancouver, BC V5T 4H5 | Plumbing Permit | Residential | Renovation - Dwelling Unit(s) only | Completed | Residential - UNIT #314 - Bathroom Renovation >BP: To alter the interior of this dwelling unit to provide improvements to the bathroom and to replace the kitchen hood. | James Wilson
EP-2023-03496 | 2023-04-27 | 830 E 7TH AVENUE #102, Vancouver, BC V5T 4J2 | Electrical Permit | Residential | Renovation | Completed | Installation / Repair - Residential - #102 Replace electrical sub panel in suite damaged from water damage. Please see the attached image of damaged panel. | EVERLAST ELECTRIC LTD
EP-2022-02159 | 2022-03-17 | 2606 WINDSOR STREET, Vancouver, BC V5T 4A1 | Electrical Permit | Residential | Addition | Completed | Installation / Repair - Residential - Repair Emily knob that has broken off of house. This is a bc hydro trouble call. | Mountain Point Electrical Inc.
GP-2023-02941 | 2023-10-05 | 510 E 11TH AVENUE, Vancouver, BC V5T 2C9 | Gas Permit | Residential | Renovation | Completed | Residential - hot water tank replacement | Reid Brothers Plumbing & Heating Ltd
GP-2022-00243 | 2022-01-26 | 143 W 12TH AVENUE, Vancouver, BC V5Y 1T6 | Gas Permit | Residential | Renovation | Completed | Residential - Fireplace Re&Re | Flame Co Heating Services Ltd
MP-2023-00422 | 2023-03-20 | 2608 ST. CATHERINES STREET, Vancouver, BC V5T 3Y4 | Mechanical Permit | NULL | NULL | Completed | NULL | 1236318 BC Ltd DBA Aquatech Vancouver
EP-2023-02400 | 2023-03-23 | 2608 ST. CATHERINES STREET, Vancouver, BC V5T 3Y4 | Electrical Permit | Residential | Addition | Completed | Installation / Repair - Residential - Wiring for mini split heat pump MP-2023-00422 | Mountain Point Electrical Inc.
SP-2022-01995 | NULL | 333 TERMINAL AVENUE #700, Vancouver, BC V6A 4C1 | Sprinkler Permit | Commercial | Tenant Improvement | Applicant Revisions | Commercial - Sprinkler head adds and deletes. Continue with any missing F4 upgrades from Phase 1 under BP-2021-04572 >BP: Unit #700; Building Permit for DP-2021-00444 (Phase 2) Interior and Change of Major Occupancy of 1,463 SF at the northwest corner on the 7th floor from Office (group D; previously Unit #708) to a Vocational School (Group A2) and combine into Unit #700 in this existing mixed use building. Scope of work includes constructing a theatre with a platform and two offices and providing F4 upgrade including sprinkler, A3, & N4 upgrade to ensure safety from falling hazard from this unit in that corner of the suite and any missing upgrades from Phase 1 under BP-2021-04572. (Refer to drawing page A001 for hardship and proposal.) | Troy Life & Fire Safety Limited Protection Incendia Troyu Ltee
GP-2023-02655 | 2023-09-12 | 2540 MANITOBA STREET #2, Vancouver, BC V5Y 3A6 | Gas Permit | Residential | Renovation | Issued | Residential - Gas Fireplace Installation | Vaglio Fireplace LTD
MP-2022-00640 | 2022-12-02 | 641 ATLANTIC STREET, Vancouver, BC V6A 2J9 | Mechanical Permit | NULL | NULL | Completed | NULL | Ashton Service Group/Ashton Mechanical Ltd.
GP-2022-03671 | 2022-11-22 | 641 ATLANTIC STREET, Vancouver, BC V6A 2J9 | Gas Permit | Residential | Renovation | Completed | Residential - Decommission and remove furnace | Ashton Service Group/Ashton Mechanical Ltd.
EP-2023-01911 | 2023-03-20 | 641 ATLANTIC STREET, Vancouver, BC V6A 2J9 | Electrical Permit | Residential | Renovation | Completed | Installation / Repair - Residential - We installed a circuit for a heat pump *MP-2022-00640 | Douglas Millington o/a Moose Electric
EP-2022-04981 | 2022-06-14 | 808 E 8TH AVENUE #310, Vancouver, BC V5T 1T5 | Electrical Permit | Residential | Renovation | Completed | Installation / Repair - Residential - Replace bathroom light, remove obsolete shaver outlet, install ceiling light with wiring, install outlet for bidet, install circuit for floor heating + thermostat. >BP: Interior alterations to provide improvements to unit #310 in this existing multiple dwelling on the site Scope of work: Bathroom renovation, baseboards, doors, paint, electrical and plumbing E2 - HVAC - Replace washroom baseboard with in-floor radiant system | Golden Leaf Electrical Services Ltd.
PP-2022-02208 | 2022-07-04 | 808 E 8TH AVENUE #310, Vancouver, BC V5T 1T5 | Plumbing Permit | Commercial | Renovation - Dwelling Unit(s) only | Completed | Commercial - SUITE #310 - New rough-in for shower. Fixture installation for toilet, shower and vanity SUITE #310 - Interior alterations to provide improvements to unit #310 in this existing multiple dwelling on the site Scope of work: Bathroom renovation, baseboards, doors, paint, electrical and plumbing | AVATAR PLUMBING AND HEATING LTD
GP-2022-00520 | 2022-02-17 | 355 W 11TH AVENUE, Vancouver, BC V5Y 1T3 | Gas Permit | Residential | Renovation | Completed | Residential - re and re boiler | Lambert Plumbing & Heating Ltd
GP-2022-00081 | 2022-01-12 | 2771 MANITOBA STREET, Vancouver, BC V5Y 3B1 | Gas Permit | Residential | Renovation | Issued | Residential - Gas fireplace installation | 496302 BC Ltd
GP-2022-03030 | 2022-10-07 | 143 W 13TH AVENUE, Vancouver, BC V5Y 1V8 | Gas Permit | Residential | New | Completed | Residential - Install Gas Stove | M M C Mcgregor Mechanical Contracting Ltd
SP-2023-00592 | 2023-11-01 | 146 W 13TH AVENUE #101, Vancouver, BC V5Y 1V7 | Sprinkler Permit | Commercial | Renovation | Issued | Commercial - Replacing the backflow preventer as the assembly has failed and the parts are no longer available | 0777792 BC Ltd
GP-2023-01611 | 2023-05-23 | 146 W 13TH AVENUE #103, Vancouver, BC V5Y 1V7 | Gas Permit | Residential | Tenant Improvement | Completed | Residential - Replace 1 gas fireplace | Campbell Care Plumbing, Heating & Air Ltd.
SP-2023-00591 | 2023-11-01 | 142 W 13TH AVENUE, Vancouver, BC V5Y 1V7 | Sprinkler Permit | Commercial | Renovation | Completed | Commercial - Replacing the fire sprinkler backflow preventer as the assembly has failed and replacement parts are no longer available) | 0777792 BC Ltd
EP-2022-07116 | 2022-12-15 | 75 W 13TH AVENUE, Vancouver, BC V5Y 1V5 | Electrical Permit | Residential | Addition | Completed | Installation / Repair - Residential - Provide power and disconnect switches for NEW AC and Condenser Units. | Priority Electric LTD.
EP-2023-06782 | 2023-08-24 | 2880 MANITOBA STREET, Vancouver, BC V5Y 3B2 | Electrical Permit | Residential | Addition | Completed | Installation / Repair - Residential - Install dedicated circuit for heat pump (30 amp/240 volt) -MP-2023-01349 | Kerrisdale Electric Ltd
MP-2023-01349 | 2023-07-25 | 2880 MANITOBA STREET, Vancouver, BC V5Y 3B2 | Mechanical Permit | NULL | NULL | Completed | NULL | Reid Brothers Plumbing & Heating Ltd
GP-2023-01034 | 2023-03-24 | 2625 PRINCE EDWARD STREET, Vancouver, BC V5T 4V7 | Gas Permit | Residential | Renovation | Cancelled | Residential - Samsung 30 Inch Gas Range | Han Appliances & Refrigeration Ltd
EP-2022-01176 | 2022-02-15 | 774 GREAT NORTHERN WAY #816, Vancouver, BC V5T 1E5 | Electrical Permit | Commercial | Renovation - Dwelling Unit(s) only | Completed | Installation / Repair - Commercial - -Install 2 new light fix -Add 4 Surface mount plugs -Add 1 new range -Add 1 micro cir -Add 1 under cab Light(LED) -Add 1 dishwasher cir note : * All wiring surface mounted or fished in no drywall removed | Bilen Electrical Group
EP-2023-08292 | 2023-09-21 | 205 E 10TH AVENUE #208, Vancouver, BC V5T 4V6 | Electrical Permit | Commercial | Renovation - Dwelling Unit(s) only | Completed | Installation / Repair - Commercial - ¦ MURB: RENO ¦ Pull permit on two kitchen wall sconces, installation done by others. | Kato Electrical Inc
EP-2023-10189 | 2023-11-27 | 635 E GEORGIA STREET, Vancouver, BC V6A 2A2 | Electrical Permit | Residential | Addition | Issued | Installation / Repair - Residential - Electrical rough-in for Heat pump | Red Ryno Energy Ltd
NULL | NULL | 1202 E PENDER STREET, Vancouver, BC V6A 1W8 | Electrical Permit | Commercial | Renovation | Withdrawn | Installation / Repair - Commercial - Re and Re Electric water heater | Just Mechanical Ltd
GP-2023-00972 | 2023-03-17 | 877 PRIOR STREET, Vancouver, BC V6A 2G9 | Gas Permit | Residential | Renovation | Completed | Residential - LG 30" Gas Range | Han Appliances & Refrigeration Ltd
EP-2023-05622 | 2023-07-27 | 196 W 13TH AVENUE, Vancouver, BC V5Y 1V7 | Electrical Permit | Residential | Addition | Completed | Installation / Repair - Residential - Installation of heat pump. MP-2023-01098 FINALED JUNE 27th 2023 WWOP FEES APPLIED | Bros Electric Ltd
GP-2023-01926 | 2023-06-26 | 196 W 13TH AVENUE, Vancouver, BC V5Y 1V7 | Gas Permit | Residential | Renovation - Dwelling Unit(s) only | Completed | Residential - Replaced existing boiler/hot water heater with a new combination boiler. | JJ&A Mechanical LTD
MP-2023-01098 | 2023-06-15 | 196 W 13TH AVENUE, Vancouver, BC V5Y 1V7 | Mechanical Permit | NULL | NULL | Completed | NULL | JJ&A Mechanical LTD
EP-2022-05103 | 2022-06-17 | 2938 COLUMBIA STREET, Vancouver, BC V5Y 3V8 | Electrical Permit | Residential | Renovation | Completed | Installation / Repair - Residential - Electrical supply for Mitsubishi GL series Dsplit - heat pump. | Milani Electric Limited
EP-2022-00552 | 2022-01-27 | 861 UNION STREET, Vancouver, BC V6A 2C5 | Electrical Permit | Residential | Renovation | Expired | Installation / Repair - Residential - House panel powering x1 light and x1 small baseboard heater was disconnected in 2015, the current tenants of the townhouses want the BC Hydro meter turned back on. I have inspected the very basic set up and found no deficiencies. | Fairley Electric Ltd
GP-2023-00381 | 2023-02-01 | 865 UNION STREET, Vancouver, BC V6A 2C5 | Gas Permit | Residential | Tenant Improvement | Issued | Residential - Re and re the rheem 40gal HWT + Expansion Tank | Moore & Russell Heating Ltd
NULL | NULL | 237 E 4TH AVENUE #107, Vancouver, BC V5T 4R4 | Electrical Permit | Residential | Addition | Draft | Installation / Repair - Residential - Relocating plugs,oven and fridge Wiring for new bathroom and bedroom Change switches and plugs | NULL
EP-2022-00713 | 2022-02-01 | 237 E 4TH AVENUE #107, Vancouver, BC V5T 4R4 | Electrical Permit | Commercial | Addition | Completed | Installation / Repair - Commercial - Wiring for additional bathroom and bedroom Relocating oven and fridge Relocating switches and plugs Change switches and plugs >BP: #107 - Ground Floor Interior alterations to provide improvements to this existing Artist Live/Work Studio-Class A & B unit #107 at this existing The Artswork Artist Live/Work Studio-Class A & B building on this site. Scope of work: - Modify the kitchen layout - Update the bathroom - Finishing throughout - Electrical, plumbing and sprinkler to suit | Megatech Trades Corp
PP-2022-00397 | 2022-02-08 | 237 E 4TH AVENUE #107, Vancouver, BC V5T 4R4 | Plumbing Permit | Commercial | Renovation - Dwelling Unit(s) only | Completed | Commercial - SUITE #107 - Replacing of the existing bathtub, Rough in for new shower,toilet,lavatory sink and auto washer, #107 - Ground Floor Interior alterations to provide improvements to this existing Artist Live/Work Studio-Class A & B unit #107 at this existing The Artswork Artist Live/Work Studio-Class A & B building on this site. Scope of work: - Modify the kitchen layout - Update the bathroom - Finishing throughout - Electrical, plumbing and sprinkler to suit AMEND: APR 11/2022 Would like to cancel the auto washer from the permit, the don't want to have a auto washer, and also i would like to add a hot water tank installation on the permit, | A Plus Plumbing Ltd
SP-2022-00269 | 2022-03-02 | 237 E 4TH AVENUE #107, Vancouver, BC V5T 4R4 | Sprinkler Permit | Commercial | Tenant Improvement | Completed | Commercial - 5 new sprinklers, 3 relocates for coverage of new layout >#107 - Ground Floor Interior alterations to provide improvements to this existing Artist Live/Work Studio-Class A & B unit #107 at this existing The Artswork Artist Live/Work Studio-Class A & B building on this site. Scope of work: - Modify the kitchen layout - Update the bathroom - Finishing throughout - Electrical, plumbing and sprinkler to suit OK for field review as per Erv Hildebrandt - October 20, 2021 Letter of assurance provided by: D'Arcy Jones, 604-669-2235, Schedule B (Architectural) Energy Upgrade: E2 - Appliances - Upgrade to an Energuide/Energy Star appliance (fridge; dishwasher) >*****This application does not include any of the following: 1. Not more than 20 sprinklers (add, relocate, or remove), 2. hydraulic calculations, 3. change in occupancy and /or hazard classification, 4. warehouse storage arrangements, 5. mobile compact storage arrangements, 6. alternative solutions, 7. changes to the sprinkler system supply piping (e.g. valves, mains, cross-mains, branch-lines, etc.), or 8. flexible sprinkler pipe. | CENTRE LINE FIRE SPRINKLERS LTD
GP-2022-00246 | 2022-01-26 | 428 W 8TH AVENUE #212, Vancouver, BC V5Y 1N9 | Gas Permit | Residential | New | Completed | Residential - Gas range re/re | Super Tech Appliances Installation Ltd
EP-2022-08029 | 2022-09-23 | 319 E 7TH AVENUE #206, Vancouver, BC V5T 1M9 | Electrical Permit | Residential | Renovation - Dwelling Unit(s) only | Completed | Installation / Repair - Residential - S&I new LED pot lights kitchen and living room. Kitchen add under cabinet lighting and 20A Counter plugs new circuit from panel. Bathroom pots and fan. Smokies to bedroom change to arc fault breaker. Re&re 60A panel with new panel with main breaker. >BP: #206 - 2nd Floor Interior alterations to provide improvements to this existing dwelling unit on the 2nd Floor (#206) of this existing multiple dwelling building on this site. Scope of work: Kitchen wall removal to create an open concept, new kitchen cabinets, flooring, replace bathtub to shower, electrical & plumbing work | Hot Electric Inc.
PP-2022-03176 | 2022-09-14 | 319 E 7TH AVENUE #206, Vancouver, BC V5T 1M9 | Plumbing Permit | Commercial | Renovation - Dwelling Unit(s) only | Completed | Commercial - SUITE #206 - Turning tub into shower. Moving kitchen sink drain. >BP: #206 - 2nd Floor Interior alterations to provide improvements to this existing dwelling unit on the 2nd Floor (#206) of this existing multiple dwelling building on this site. Scope of work: Kitchen wall removal to create an open concept, new kitchen cabinets, flooring, replace bathtub to shower, electrical & plumbing work | Hyack Plumbing and Heating
GP-2023-00364 | 2023-01-31 | 2828 E KENT AVENUE SOUTH, Vancouver, BC V5S 4T4 | Gas Permit | Residential | Renovation | Completed | Residential - HWT re&re | Ferenc Nagy
NULL | NULL | 8828 HEATHER STREET #106, Vancouver, BC V6P 3S8 | Plumbing Permit | Residential | New | Withdrawn | Residential - Plumbing drainage & water supply installation in new home | Schmidt Bros Mechanical Ltd
EP-2023-11199 | 2023-12-15 | 8838 HEATHER STREET #101, Vancouver, BC V6P 3S8 | Electrical Permit | Commercial | Addition | Issued | Installation / Repair - Commercial - UNIT# 101 wiring and installation of alarm wire system | Telus Custom Security Systems Inc
EP-2023-11129 | 2023-12-14 | 8838 HEATHER STREET #101, Vancouver, BC V6P 3S8 | Electrical Permit | Commercial | Tenant Improvement | Completed | Installation / Repair - Commercial - To install 2 exit signs c/w emergency lights at office: 1) Install one on the top of the exterior door on the stairs. 2) Install the other on 2nd floor at exit door. | Altech Electric Ltd
EP-2022-06591 | 2022-08-08 | 9069 SHAUGHNESSY STREET #3, Vancouver, BC V6P 6R9 | Electrical Permit | Commercial | Addition | Completed | Installation / Repair - Commercial - Security System Installation >BP: Interior alterations and the addition of approximately of 1740 sq. ft. (containing Offices ancillary to the existing Motor Vehicle Repair Shop) to Units #3 & 4 on the second floor of this mixed use building. | Price's Alarm Systems Ltd.
PP-2020-03948 | 2022-03-11 | 9069 SHAUGHNESSY STREET #7, Vancouver, BC V6P 6R9 | Plumbing Permit | Commercial | Tenant Improvement | Expired | Commercial - install backflows | RADAR PLUMBING AND HEATING
PP-2022-04308 | 2022-12-05 | 8522 LIGHTHOUSE WAY, Vancouver, BC V5S 4T6 | Plumbing Permit | Residential | Renovation | Completed | Residential - replace toiletx3, lav basin x3, bathtub x1, shower x1, kitchen sink x1 | LIWANG PLUMBING & HEATING LTD
EP-2022-10146 | 2022-12-02 | 8522 LIGHTHOUSE WAY, Vancouver, BC V5S 4T6 | Electrical Permit | Residential | Renovation | Completed | Installation / Repair - Residential - Install living room & kitchen area lights and change kitchen plugs ( CF-2022-012323) | EASYAN TECHOLOGIES LTD
GP-2023-00814 | 2023-03-07 | 2060 E KENT AVENUE SOUTH #TH4, Vancouver, BC V5P 4X2 | Gas Permit | Residential | Renovation | Issued | Residential - Re&Re Hot water Gas tank | Milani Plumbing Heating & Air Conditioning Ltd
EP-2023-06705 | 2023-07-28 | 225 E 19TH AVENUE #205, Vancouver, BC V5V 1J3 | Electrical Permit | Residential | Renovation | Completed | Installation / Repair - Residential - Install a split air conditioner and heat pump system with 10 KW maximum power consumption for all 1000 sqft townhouse units and 5.5 KW maximum power consumption for the rest of the residential units. The use of this system will allow the decommissioning of the electric baseboard heaters and no control interlocking will be required. | ACS ELECTRICAL LTD
MP-2023-01640 | 2023-09-07 | 225 E 19TH AVENUE #205, Vancouver, BC V5V 1J3 | Mechanical Permit | NULL | NULL | Completed | NULL | One Track Heating & Air Conditioning Inc.
EP-2023-04867 | 2023-06-09 | 2866 E KENT AVENUE SOUTH, Vancouver, BC V5S 4T4 | Electrical Permit | Residential | Renovation | Completed | Installation / Repair - Residential - Panel upgrade -It is just a panel swap in a multiplex. Removing stab lok panel to install eaton panel. Added 2p15a gfci Breakers for kitchen ccts no meter pull required 1P - 120/208 60a service 100a panel to be installed with label "60a MAX" | Pacific Storm Power and Electrical Services Ltd
GP-2022-04086 | 2022-12-21 | 188 E 55TH AVENUE, Vancouver, BC V5X 1M8 | Gas Permit | Residential | Renovation | Completed | Residential - HWT re&re | Ferenc Nagy
EP-2022-08083 | 2022-09-26 | 1616 W 75TH AVENUE, Vancouver, BC V6P 6G2 | Electrical Permit | Commercial | Renovation | Issued | Installation / Repair - Commercial - Supply power to new heat pump located on roof of complex. This is replacing an air conditioner unit. Existing baseboard heaters to be removed. | Kerrisdale Electric Ltd
SP-2022-01158 | 2022-07-21 | 748 KINGSWAY, Vancouver, BC V5V 3C1 | Sprinkler Permit | Commercial | Tenant Improvement | Completed | Commercial - Add (1) Relocate (3) 748 Kingsway Including the letter of operation submitted by Laurel McBride on behalf of the Vancouver Rape Relief Society, to provide interior alterations and change of use of approximately 1100 square feet from Health Care Office to Social Service Centre at 748 Kingsway for a limited period of time expiring June 8, 2023. Work to include Minor interior revisions. *****This application does not include any of the following: 1. Not more than 20 sprinklers (add, relocate, or remove), 2. hydraulic calculations, 3. change in occupancy and /or hazard classification, 4. warehouse storage arrangements, 5. mobile compact storage arrangements, 6. alternative solutions, 7. changes to the sprinkler system supply piping (e.g. valves, mains, cross-mains, branch-lines, etc.), or 8. flexible sprinkler pipe. | Community Fire Prevention Ltd
EP-2022-05397 | 2022-06-24 | 748 KINGSWAY, Vancouver, BC V5V 3C1 | Electrical Permit | Commercial | Tenant Improvement | Completed | Installation / Repair - Commercial - small amount of demo, install 9 new receptacles, power for exhaust fan in washroom, 2 new Cat 6. Install 9 new 2x4's, 4 new 6" pot lights and 6' of under cabinet tape lighting. Install master switch and 3 new wall mounted occupancy sensors,and 2 new green running man exits >BP: Including the letter of operation submitted by Laurel McBride on behalf of the Vancouver Rape Relief Society, to provide interior alterations and change of use of approximately 1100 square feet from Health Care Office to Social Service Centre at 748 Kingsway for a limited period of time expiring June 8, 2023. Work to include Minor interior revisions. E2 - Lighting - Upgrade to incorporate Scheduled Shutoff (per 9.4.1.1.(i) of ASHRAE 90.1-2016) | Ino-Tek Electric Ltd.
PP-2022-02221 | 2022-06-23 | 748 KINGSWAY, Vancouver, BC V5V 3C1 | Plumbing Permit | Commercial | Renovation | Completed | Commercial - Re and Re of bathroom fixtures and coffee room sink and rough in of new bathroom >BP: Including the letter of operation submitted by Laurel McBride on behalf of the Vancouver Rape Relief Society, to provide interior alterations and change of use of approximately 1100 square feet from Health Care Office to Social Service Centre at 748 Kingsway for a limited period of time expiring June 8, 2023. Work to include Minor interior revisions. E2 - Lighting - Upgrade to incorporate Scheduled Shutoff (per 9.4.1.1.(i) of ASHRAE 90.1-2016) | VANMECH PLUMBING & HEATING LTD.
EP-2022-06475 | 2022-08-11 | 9028 OAK STREET, Vancouver, BC V6P 4B9 | Electrical Permit | Commercial | Renovation | Completed | Installation / Repair - Commercial - warehouse tenant improvement >New LED lighting upgrades throughout 8 x new switch locations with occupancy/vacancy control. 6 x new receptacle locations 2 x new data locations clean up and demo of old wiring. Only new loads are high efficiency lighting. New Heat pump to replace baseboard heat. Significant decrease in load from original. >BP: Interior alterations and a change of use from Bakery Products Manufacturing to Workshop fo provide improvements for a new tenant at 9028 Oak St in this industrial building on this site. | Nelcan Electric Ltd
PP-2022-02697 | 2022-08-04 | 9028 OAK STREET, Vancouver, BC V6P 4B9 | Plumbing Permit | Commercial | Renovation | Completed | Commercial - Small bathroom and kitchen renovation for an office/warehouse. Interior alterations and a change of use from Bakery Products Manufacturing to Workshop fo provide improvements for a new tenant at 9028 Oak St in this industrial building on this site. | Pacific Peak to Peak Plumbing & Heating Ltd
GP-2022-02286 | 2022-08-04 | 9028 OAK STREET, Vancouver, BC V6P 4B9 | Gas Permit | Commercial | Renovation | Completed | Commercial - install an on demand hot water unit for domestic hot water. | Pacific Peak to Peak Plumbing & Heating Ltd
EP-2022-07070 | 2022-08-23 | 9028 OAK STREET, Vancouver, BC V6P 4B9 | Electrical Permit | Commercial | Renovation | Completed | Installation / Repair - Commercial - Pre-wiring and Completion for Alarm system and CCTV system >BP: Interior alterations and a change of use from Bakery Products Manufacturing to Workshop fo provide improvements for a new tenant at 9028 Oak St in this industrial building on this site. | Columbia Security Systems & Surveillance Inc
NULL | NULL | 9015 SHAUGHNESSY STREET, Vancouver, BC V6P 6R9 | Plumbing Permit | Commercial | Addition | Draft | Commercial - Adding 1 vegetable sink and 2 handsink | Infinity Pacific Mechanical Ltd
PP-2022-00952 | 2022-03-22 | 9015 SHAUGHNESSY STREET, Vancouver, BC V6P 6R9 | Plumbing Permit | Commercial | Addition | Completed | Commercial - Install 3 sinks for vegetable prep area | Infinity Pacific Mechanical Ltd
PP-2023-03743 | 2023-10-24 | 5006 MAIN STREET, Vancouver, BC V5W 2R3 | Plumbing Permit | Residential | Renovation | Completed | Residential - replace water main | Milani Plumbing Heating & Air Conditioning Ltd
EP-2023-11136 | 2023-12-13 | 225 E 19TH AVENUE #110, Vancouver, BC V5V 1J3 | Electrical Permit | Residential | Renovation | Issued | Installation / Repair - Residential - install slim led lights in living room and den. rework switches and plugs as needed for kitchen reno. >BP: Interior alterations to provide improvements to dwelling unit #110 on the ground floor of this multiple dwelling building on this site. OK for DTI per W. Wong October 19, 2023 | ELECTRICAL SAVVY CONTRACTING INC
EP-2023-08057 | 2023-09-22 | 225 E 19TH AVENUE #201, Vancouver, BC V5V 1J3 | Electrical Permit | Commercial | Addition | Completed | Installation / Repair - Commercial - ¦ MURB- HP ¦ -Install electrical for 20A outdoor Mitsubishi heat pump/AC unit -This unit is an extension of the previous submittals for the “Newport on Main”Load calculation and consultant report have been submitted with initial application. -strata letter uploaded *An approved mechanical permit is required for the installation of air conditioning or heat pump unit at the time of installation before an electrical inspection will be performed | ACS ELECTRICAL LTD
MP-2023-01752 | 2023-09-26 | 225 E 19TH AVENUE #201, Vancouver, BC V5V 1J3 | Mechanical Permit | NULL | NULL | Completed | NULL | One Track Heating & Air Conditioning Inc.
EP-2022-05102 | 2022-06-16 | 3465 GLEN DRIVE #107, Vancouver, BC V5V 4S5 | Electrical Permit | Residential | Renovation - Dwelling Unit(s) only | Completed | Installation / Repair - Residential - -install thermostat and baseboard heater. | Arcwest Electric Ltd
PP-2023-04086 | 2023-11-21 | 3465 GLEN DRIVE #201, Vancouver, BC V5V 4S5 | Plumbing Permit | Commercial | Renovation - Dwelling Unit(s) only | Completed | Commercial - UNIT #201 - Moving washing machine to a new location PLEASE NOTE: Should the Fire Separation be breached the District Plumbing Inspector may require a Building Permit. | Pioneer Plumbing & Heating Inc
EP-2022-04707 | 2022-06-15 | 3387 FIELDSTONE AVENUE, Vancouver, BC V5S 4R9 | Electrical Permit | Residential | Tenant Improvement | Completed | Installation / Repair - Residential - Run 30 amp 208v single phase cct to disconnect for a/c unit change wiring for air handler from 120v to 208v -New Heatpump unit with wall mount and air handler in place of existing furnace | Bluephase Electrical Ltd
EP-2023-01406 | 2023-02-22 | 1505 E 13TH AVENUE, Vancouver, BC V5N 2B7 | Electrical Permit | Residential | Renovation | Completed | Installation / Repair - Residential - Installation of new 100a service to detached garage - to provide a separate 100a service to the detached garage. To provide for garage door opener and future car charger. Bc hydro has approved. | Hugh Ian Dercole
EP-2023-06698 | 2023-07-28 | 228 E 18TH AVENUE #301, Vancouver, BC V5V 1E6 | Electrical Permit | Commercial | Renovation | Completed | Installation / Repair - Commercial - Install heat pump: Split air conditioner and heat pump system with 10 KW maximum power consumption for all 1000 sqft townhouse units and 5.5 KW maximum power consumption for the rest of the residential units. The use of this system will allow the decommissioning of the electric baseboard heaters and no control interlocking will be required. | ACS ELECTRICAL LTD
MP-2023-01549 | 2023-08-22 | 228 E 18TH AVENUE #301, Vancouver, BC V5V 1E6 | Mechanical Permit | NULL | NULL | Completed | NULL | One Track Heating & Air Conditioning Inc.
MP-2023-01547 | 2023-08-22 | 228 E 18TH AVENUE #310, Vancouver, BC V5V 1E6 | Mechanical Permit | NULL | NULL | Completed | NULL | One Track Heating & Air Conditioning Inc.
EP-2023-06700 | 2023-07-28 | 228 E 18TH AVENUE #310, Vancouver, BC V5V 1E6 | Electrical Permit | Residential | Renovation | Completed | Installation / Repair - Residential - Install a split air conditioner and heat pump system with 10 KW maximum power consumption for all 1000 sqft townhouse units and 5.5 KW maximum power consumption for the rest of the residential units. The use of this system will allow the decommissioning of the electric baseboard heaters and no control interlocking will be required. | ACS ELECTRICAL LTD
EP-2023-06699 | 2023-07-28 | 228 E 18TH AVENUE #308, Vancouver, BC V5V 1E6 | Electrical Permit | Commercial | Renovation | Completed | Installation / Repair - Commercial - Install heat pump: Split air conditioner and heat pump system with 10 KW maximum power consumption for all 1000 sqft townhouse units and 5.5 KW maximum power consumption for the rest of the residential units. The use of this system will allow the decommissioning of the electric baseboard heaters and no control interlocking will be required. | ACS ELECTRICAL LTD
MP-2023-01696 | 2023-09-18 | 228 E 18TH AVENUE #308, Vancouver, BC V5V 1E6 | Mechanical Permit | NULL | NULL | Completed | NULL | One Track Heating & Air Conditioning Inc.
MP-2023-01550 | 2023-08-22 | 228 E 18TH AVENUE #402, Vancouver, BC V5V 1E6 | Mechanical Permit | NULL | NULL | Completed | NULL | One Track Heating & Air Conditioning Inc.
EP-2023-06701 | 2023-07-28 | 228 E 18TH AVENUE #402, Vancouver, BC V5V 1E6 | Electrical Permit | Residential | Renovation | Completed | Installation / Repair - Residential - Install a split air conditioner and heat pump system with 10 KW maximum power consumption for all 1000 sqft townhouse units and 5.5 KW maximum power consumption for the rest of the residential units. The use of this system will allow the decommissioning of the electric baseboard heaters and no control interlocking will be required. | ACS ELECTRICAL LTD
EP-2023-06690 | 2023-07-28 | 3480 MAIN STREET #319, Vancouver, BC V5V 3N2 | Electrical Permit | Commercial | Renovation - Dwelling Unit(s) only | Completed | Installation / Repair - Commercial - Install heat pump: Split air conditioner and heat pump system with 10 KW maximum power consumption for all 1000 sqft townhouse units and 5.5 KW maximum power consumption for the rest of the residential units. The use of this system will allow the decommissioning of the electric baseboard heaters and no control interlocking will be required. | ACS ELECTRICAL LTD
MP-2023-01453 | 2023-08-08 | 3480 MAIN STREET #319, Vancouver, BC V5V 3N2 | Mechanical Permit | NULL | NULL | Completed | NULL | One Track Heating & Air Conditioning Inc.
EP-2023-06691 | 2023-07-28 | 3480 MAIN STREET #407, Vancouver, BC V5V 3N2 | Electrical Permit | Commercial | Renovation | Completed | Installation / Repair - Commercial - Install heat pump: Split air conditioner and heat pump system with 10 KW maximum power consumption for all 1000 sqft townhouse units and 5.5 KW maximum power consumption for the rest of the residential units. The use of this system will allow the decommissioning of the electric baseboard heaters and no control interlocking will be required. | ACS ELECTRICAL LTD
MP-2023-01641 | 2023-09-07 | 3480 MAIN STREET #407, Vancouver, BC V5V 3N2 | Mechanical Permit | NULL | NULL | Completed | NULL | One Track Heating & Air Conditioning Inc.
EP-2023-06692 | 2023-07-28 | 3480 MAIN STREET #411, Vancouver, BC V5V 3N2 | Electrical Permit | Commercial | Renovation | Completed | Installation / Repair - Commercial - Install heat pump: Split air conditioner and heat pump system with 10 KW maximum power consumption for all 1000 sqft townhouse units and 5.5 KW maximum power consumption for the rest of the residential units. The use of this system will allow the decommissioning of the electric baseboard heaters and no control interlocking will be required. | ACS ELECTRICAL LTD
MP-2023-01472 | 2023-08-10 | 3480 MAIN STREET #411, Vancouver, BC V5V 3N2 | Mechanical Permit | NULL | NULL | Issued | NULL | One Track Heating & Air Conditioning Inc.
GP-2023-04091 | 2023-12-18 | 6083 MAIN STREET, Vancouver, BC V5W 2T6 | Gas Permit | Residential | Renovation | Completed | Residential - RE&RE boiler | Milani Plumbing Heating & Air Conditioning Ltd
EP-2022-07786 | 2022-09-16 | 3371 FIELDSTONE AVENUE, Vancouver, BC V5S 4R9 | Electrical Permit | Residential | New | Issued | Installation / Repair - Residential - installation of a ULC communication panel for a fire alarm system. | Telus Custom Security Systems Inc
EP-2023-06872 | 2023-08-16 | 3375 FIELDSTONE AVENUE, Vancouver, BC V5S 4R9 | Electrical Permit | Residential | Tenant Improvement | Completed | Installation / Repair - Residential - Replace panel with Savant panel and smartbreakers/hub. We are only doing a panel change - there is no additional loads. | It's On Electric Company Inc
GP-2023-01515 | 2023-05-09 | 8407 KEYSTONE STREET, Vancouver, BC V5S 4S2 | Gas Permit | Residential | Renovation | Issued | Residential - Decommission gas as primary source of heating. Install heat pump. | Ashton Service Group/Ashton Mechanical Ltd.
MP-2023-00624 | 2023-04-12 | 8407 KEYSTONE STREET, Vancouver, BC V5S 4S2 | Mechanical Permit | NULL | NULL | Issued | NULL | Ashton Service Group/Ashton Mechanical Ltd.
EP-2023-03258 | 2023-04-17 | 8407 KEYSTONE STREET, Vancouver, BC V5S 4S2 | Electrical Permit | Residential | Renovation | Issued | Installation / Repair - Residential - Install wiring for heat pump (reference: MP-2023-00624: Issued ) | Douglas Millington o/a Moose Electric
MP-2023-00720 | 2023-04-28 | 8408 MILLSTONE STREET, Vancouver, BC V5S 4S3 | Mechanical Permit | NULL | NULL | Completed | NULL | Central Commercial & Residential Services
EP-2023-03612 | 2023-05-01 | 8408 MILLSTONE STREET, Vancouver, BC V5S 4S3 | Electrical Permit | Residential | Addition | Completed | Installation / Repair - Residential - Delete a dedicated circuit for a set of baseboard heaters, remove heaters and blank thermostats and provide a new dedicated circuit for new heat pump. MP-2023-00720 | KOVAC ELECTRICAL GROUP LTD.
GP-2023-03003 | NULL | 8495 ONTARIO STREET #307, Vancouver, BC V5X 3E8 | Gas Permit | Commercial | Tenant Improvement | Submitted | Commercial - Re to re over | Deep Water Plumbing Heating & Gas Services Limited
GP-2023-00178 | 2023-01-16 | 3456 AMBERLY PLACE, Vancouver, BC V5S 4P9 | Gas Permit | Residential | Renovation | Completed | Residential - HWT re&re | Ferenc Nagy
GP-2023-03521 | 2023-11-14 | 203 E 36TH AVENUE, Vancouver, BC V5W 1C3 | Gas Permit | Residential | Renovation | Completed | Residential - replace gas hot water tank | Hillcrest Plumbing & Heating (1991) Ltd
GP-2022-03951 | 2022-12-12 | 241 E 28TH AVENUE, Vancouver, BC V5V 2M5 | Gas Permit | Residential | Tenant Improvement | Completed | Residential - Re and Re the furnace | Moore & Russell Heating Ltd
EP-2022-10479 | 2022-12-13 | 241 E 28TH AVENUE, Vancouver, BC V5V 2M5 | Electrical Permit | Residential | Tenant Improvement | Cancelled | Installation / Repair - Residential - Electrical installation of AC Building permit not required MP-2022-00689 No change to existing service. The strata townhouse has electrical Baseboard heaters. | Moore And Russell Heating And Air Conditioning Ltd
MP-2022-00689 | 2022-12-12 | 241 E 28TH AVENUE, Vancouver, BC V5V 2M5 | Mechanical Permit | NULL | NULL | Cancelled | NULL | Moore And Russell Heating And Air Conditioning Ltd
GP-2022-04012 | 2022-12-15 | 243 E 28TH AVENUE, Vancouver, BC V5V 2M5 | Gas Permit | Residential | Renovation | Completed | Residential - Re + re furnace | Lambert Plumbing & Heating Ltd
EP-2023-02302 | 2023-03-17 | 8460 JELLICOE STREET #402, Vancouver, BC V5S 4S8 | Electrical Permit | Residential | Renovation | Completed | Installation / Repair - Residential - Surface Lighting, Recessed lighting, Demolition, Re/Re branch circuits, Re/Re appliance circuits >BP: Interior alterations to unit #402 of this multiple dwelling building. Scope of work includes: 1) Remove & Replace existing kitchen with new finishes and fixtures. 2) Remove & Replace existing bathroom with new finishes and fixtures. 3) Minor interior wall adjustments to the kitchen and creation of a new desk area. 4) New flooring, paint and lighting throughout unit. Letters of assurance submitted: Sch B (Struct): Tim Lam, P.Eng., 604.255.7670 Ok for Field Review as per Manuel Meier. | Kato Electrical Inc
PP-2023-01024 | 2023-03-24 | 8460 JELLICOE STREET #402, Vancouver, BC V5S 4S8 | Plumbing Permit | Commercial | Renovation - Dwelling Unit(s) only | Completed | Commercial - Renovation project: - Relocate kitchen sink - Relocate shower valve >BP: Interior alterations to unit #402 of this multiple dwelling building. Scope of work includes: 1) Remove & Replace existing kitchen with new finishes and fixtures. 2) Remove & Replace existing bathroom with new finishes and fixtures. 3) Minor interior wall adjustments to the kitchen and creation of a new desk area. 4) New flooring, paint and lighting throughout unit. | Kits Plumbing and Heating Ltd
SP-2023-00526 | 2023-03-28 | 8460 JELLICOE STREET #402, Vancouver, BC V5S 4S8 | Sprinkler Permit | Commercial | Renovation | Completed | Commercial - remove one sprinkler head from kitchen pantry as wall has been removed >BP: #402 - 8460 Jellicoe Street Interior alterations to unit #402 of this multiple dwelling building. Scope of work includes: 1) Remove & Replace existing kitchen with new finishes and fixtures. 2) Remove & Replace existing bathroom with new finishes and fixtures. 3) Minor interior wall adjustments to the kitchen and creation of a new desk area. 4) New flooring, paint and lighting throughout unit. *****This application does not include any of the following: 1. Not more than 20 sprinklers (add, relocate, or remove), 2. hydraulic calculations, 3. change in occupancy and /or hazard classification, 4. warehouse storage arrangements, 5. mobile compact storage arrangements, 6. alternative solutions, 7. changes to the sprinkler system supply piping (e.g. valves, mains, cross-mains, branch-lines, etc.), or 8. flexible sprinkler pipe | BLACK TUSK FIRE & SECURITY
EP-2023-02386 | 2023-03-21 | 1522 RAND AVENUE, Vancouver, BC V6P 3G2 | Electrical Permit | Commercial | Renovation | Completed | Installation / Repair - Commercial - Maintenance replacement of fire alarm control unit, all devices will remain. Note: This permit has been issued based on Bulletin 2018-004-BU/EL. | Fina Electrical Systems Ltd
EP-2023-07463 | 2023-10-05 | 3051 E KENT AVENUE NORTH, Vancouver, BC V5S 4P6 | Electrical Permit | Commercial | Tenant Improvement | Issued | Installation / Repair - Commercial - Install a Level 2 EV charger and a DCC-12 energy management control. EV charger is 6,200 watt at 208 volt. | Ino-Tek Electric Ltd.
MP-2023-01551 | 2023-08-22 | 3480 MAIN STREET #220, Vancouver, BC V5V 3N2 | Mechanical Permit | NULL | NULL | Completed | NULL | One Track Heating & Air Conditioning Inc.
EP-2023-06689 | 2023-07-28 | 3480 MAIN STREET #220, Vancouver, BC V5V 3N2 | Electrical Permit | Commercial | Renovation - Dwelling Unit(s) only | Completed | Installation / Repair - Commercial - Install heat pump: Split air conditioner and heat pump system with 10 KW maximum power consumption for all 1000 sqft townhouse units and 5.5 KW maximum power consumption for the rest of the residential units. The use of this system will allow the decommissioning of the electric baseboard heaters and no control interlocking will be required. | ACS ELECTRICAL LTD
GP-2023-03269 | 2023-10-27 | 888 E 16TH AVENUE, Vancouver, BC V5T 2V6 | Gas Permit | Residential | Tenant Improvement | Issued | Residential - Remove and Re-install Navien High-efficiency Combi Boiler | Superstar Plumbing Heating & Sprinkler Supplies Ltd
GP-2022-03256 | 2022-10-21 | 1036 E 16TH AVENUE, Vancouver, BC V5T 2W1 | Gas Permit | Residential | Renovation | Completed | Residential - HWT re&re | Ferenc Nagy
GP-2022-02596 | 2022-08-30 | 1038 E 16TH AVENUE, Vancouver, BC V5T 2W1 | Gas Permit | Residential | Renovation | Completed | Residential - bOILER RE&RE | Ferenc Nagy
GP-2022-03031 | 2022-10-05 | 1076 E 16TH AVENUE, Vancouver, BC V5T 2W1 | Gas Permit | Residential | Addition | Completed | Residential - Combi-Boiler re/re 199,000 BTU | HAMZEH GERAMI Dba Nation Heating & Cooling
GP-2022-00006 | 2022-01-12 | 2880 E KENT AVENUE SOUTH, Vancouver, BC V5S 4T4 | Gas Permit | Residential | Renovation | Completed | Residential - Furnace replacement - 40,000 BTU | GURU CONTRACTING LTD
GP-2023-03485 | 2023-11-10 | 3397 FIELDSTONE AVENUE, Vancouver, BC V5S 4R9 | Gas Permit | Residential | Renovation | Completed | Residential - hwt re&re | Ferenc Nagy
GP-2022-00819 | 2022-03-16 | 2883 E KENT AVENUE NORTH #1, Vancouver, BC V5S 3T9 | Gas Permit | Residential | Renovation | Completed | Residential - Venting & Hookup Only | REAL LIGHTING & FIREPLACES LTD
EP-2024-00446 | 2024-01-23 | 1025 KINGSWAY, Vancouver, BC V5V 3C7 | Electrical Permit | Commercial | Renovation | Completed | Installation / Repair - Commercial - Install a new emergency light in existing accessible washroom. >DB: Interior alterations and a change of use from Office to School - Arts and Self Improvement (Low Occupant Load D) to provide improvements for a new tenant at 1025 Kingsway on the ground floor of this mixed use building on this site. Scope of work includes removal of interior walls and the addition of a 4' high interior wall. | City Solutions Electrical Ltd
EP-2022-06420 | 2022-08-02 | 6877 VICTORIA DRIVE, Vancouver, BC V5P 3Y7 | Electrical Permit | Residential | Renovation | Completed | Installation / Repair - Residential - removal of hood fan / stove in kitchen | Proud Electric Ltd
NULL | NULL | 6877 VICTORIA DRIVE, Vancouver, BC V5P 3Y7 | Electrical Permit | Residential | Renovation | Draft | Installation / Repair - Residential - Owner wants to remove hood fan / stove from house. Want to pick permit to remove the two items . | NULL
GP-2022-03697 | 2022-11-23 | 2455 E KENT AVENUE NORTH, Vancouver, BC V5S 2H7 | Gas Permit | Residential | Renovation | Completed | Residential - Re + Re boiler | Lambert Plumbing & Heating Ltd
NULL | NULL | 2455 E KENT AVENUE NORTH, Vancouver, BC V5S 2H7 | Gas Permit | Residential | Renovation | Withdrawn | Residential - re/re | Lambert Plumbing & Heating Ltd
GP-2024-00168 | 2024-01-23 | 2455 E KENT AVENUE NORTH, Vancouver, BC V5S 2H7 | Gas Permit | Residential | Renovation | Cancelled | Residential - Permanently capping off gas line for the fireplace | Lambert Plumbing & Heating
GP-2023-03069 | 2023-10-17 | 2497 E KENT AVENUE NORTH, Vancouver, BC V5S 2H7 | Gas Permit | Residential | New | Issued | Residential - Replacement of existing Boiler | GVA Plumbing & Heating Ltd
MP-2023-01507 | 2023-08-16 | 2497 E KENT AVENUE NORTH, Vancouver, BC V5S 2H7 | Mechanical Permit | NULL | NULL | Issued | NULL | Thomson Industries Ltd
EP-2023-07051 | 2023-08-16 | 2497 E KENT AVENUE NORTH, Vancouver, BC V5S 2H7 | Electrical Permit | Residential | Renovation | Issued | Installation / Repair - Residential - Dedicated circuit for heat pump NO MP AT THIS TIME. | Pacific Star Electric Inc
EP-2024-00756 | NULL | 4292 FRASER STREET, Vancouver, BC V5V 4G2 | Electrical Permit | Commercial | Tenant Improvement | Application Incomplete | Installation / Repair - Commercial - Tenant Improvement Project. Installing Interlocking system. MUA and Exhaust Fan for Commercial Kitchen Hood. >BP: Interior and exterior alterations to this existing retail space (money exchange, group E) to provide tenant improvements for a new Retail - limited service food tenant (group E). Scope of work includes: new rooftop unit(s), new class 1 cooking kitchen. With 5 new plumbing fixtures proposed. Enquiry Centre Notes: Aemelia P, 1) OK for DB for new rooftop units. No screening nor ecology units necessary, as per POD Mahdi. Aug.1st 2023. Building Review Branch Notes: 1) Total proposed Occupant load is 10 persons including staffs. 2) A permanent sign indicating the above proposed occupant load shall be posted in a conspicuous location near the suite's principal entrance. 3) Separate permit and additional washroom will be required if total occupant load changed. 4) Separate permit is required for outdoor patio seating. Mechanical Review Notes: 1. Class 1 cooking operations (Grease-Laden Vapours). 2. Commercial kitchen exhaust systems to NFPA 96 Note: "This permit has been reviewed under the provision of Vancouver Building By-law 2019 (#12511)." | KJ Electric Ltd
PP-2024-00138 | NULL | 4292 FRASER STREET, Vancouver, BC V5V 4G2 | Plumbing Permit | Commercial | New | Application Incomplete | Commercial - plumbing work for fried chicken store | Feli Plumbing and Heating
NULL | NULL | 4292 FRASER STREET, Vancouver, BC V5V 4G2 | Gas Permit | NULL | New | Draft | - fry Chichen store | Feli Plumbing and Heating
EP-2023-08961 | 2023-11-03 | 5707 MAIN STREET, Vancouver, BC V5W 4C7 | Electrical Permit | Commercial | Tenant Improvement | Completed | Installation / Repair - Commercial - Low voltage wiring for cameras and door security. | Centre Electric Ltd
PP-2023-00600 | 2023-07-04 | 9011 SHAUGHNESSY STREET, Vancouver, BC V6P 6R9 | Plumbing Permit | Commercial | Tenant Improvement | Completed | Commercial - Replace rusty greasetrap | Marpole Plumbing & Heating Inc
GP-2022-03980 | 2023-02-27 | 9205 SHAUGHNESSY STREET, Vancouver, BC V6P 6R5 | Gas Permit | Commercial | Renovation | Issued | Commercial - Supply and install (2) gas powered warehouse heaters >BP: 9205 & 9211 Interior alterations to provide improvements to repair fire damage to Wholesaling Class A tenant at 9205 Shaughnessy St and Food and Beverage Manufacturing Class B tenant at 9211 Shaughnessy St at this existing industrial building on this site. | Cobing Building Solutions Ltd
GP-2023-03118 | NULL | 9205 SHAUGHNESSY STREET, Vancouver, BC V6P 6R5 | Gas Permit | Commercial | Renovation | Submitted | Commercial - Supply and install (1) gas powered warehouse heaters >BP: 9205 Interior alterations to provide improvements to repair fire damage to Wholesaling Class A tenant at 9205 Shaughnessy St and Food and Beverage Manufacturing Class B tenant at 9211 Shaughnessy St at this existing industrial building on this site. | Cobing Building Solutions Ltd
EP-2023-00673 | 2023-01-27 | 9211 SHAUGHNESSY STREET, Vancouver, BC V6P 6R5 | Electrical Permit | Commercial | Renovation | Completed | Installation / Repair - Commercial - Fire, replace devices from the smoke damage, rewire damaged area in source unit , recommission and recertify all other parts, >BP: 9205 & 9211 Interior alterations to provide improvements to repair fire damage to Wholesaling Class A tenant at 9205 Shaughnessy St and Food and Beverage Manufacturing Class B tenant at 9211 Shaughnessy St at this existing industrial building on this site. | Novawest Electrical Services Ltd
EP-2023-10279 | 2023-11-16 | 9247 SHAUGHNESSY STREET, Vancouver, BC V6P 6R5 | Electrical Permit | Commercial | Renovation | Issued | Installation / Repair - Commercial - Replace a faulty 200A, 120/208V disconnect unit inside the main electrical room -reference: CF-2023-004585 | Franco Electric Ltd
GP-2023-02580 | 2023-09-05 | 2418 SE MARINE DRIVE, Vancouver, BC V5S 2H1 | Gas Permit | Residential | Renovation - Dwelling Unit(s) only | Issued | Residential - tankless replacement | CoStar Home Energy Ltd
GP-2022-01511 | 2022-05-16 | 2438 SE MARINE DRIVE, Vancouver, BC V5S 2H1 | Gas Permit | Residential | Renovation | Completed | Residential - remove and replace furnace | Westrim Plumbing & Heating Ltd
GP-2022-03074 | NULL | 2763 CHANDLERY PLACE #709, Vancouver, BC V5S 4V4 | Gas Permit | Residential | Renovation | Cancelled | Residential - Venting & Hookup Only | REAL LIGHTING & FIREPLACES LTD
EP-2023-03091 | NULL | 8418 KEYSTONE STREET, Vancouver, BC V5S 4S2 | Electrical Permit | Residential | Addition | Application Incomplete | Installation / Repair - Residential - power for heat pump compressor. | Green Mountain Multitech Ltd
GP-2022-01169 | 2022-04-13 | 480 E 44TH AVENUE, Vancouver, BC V5W 1W3 | Gas Permit | Residential | Renovation | Completed | Residential - HWT re&re | Ferenc Nagy
MP-2023-02279 | 2023-12-21 | 536 E 44TH AVENUE, Vancouver, BC V5W 1W5 | Mechanical Permit | NULL | NULL | Issued | NULL | Pro Ace Heating & Air Conditioning Services Ltd
EP-2023-11289 | 2024-01-08 | 536 E 44TH AVENUE, Vancouver, BC V5W 1W5 | Electrical Permit | Residential | Addition | Completed | Installation / Repair - Residential - Electrical installation for outdoor Heat Pump Condenser Unit (located in rear) MP-2023-02279 | Daniel Topping
GP-2023-01258 | 2023-04-18 | 8517 JELLICOE STREET, Vancouver, BC V5S 4T5 | Gas Permit | Residential | Renovation | Completed | Residential - Replace gas furnace in basement. | Canadian Care Heating & Cooling Ltd
GP-2022-03596 | 2022-11-17 | 8523 JELLICOE STREET, Vancouver, BC V5S 4T5 | Gas Permit | Residential | Tenant Improvement | Completed | Residential - RE Re furnace | Moore & Russell Heating Ltd
PP-2022-03633 | 2022-11-02 | 2763 CHANDLERY PLACE #1106, Vancouver, BC V5S 4V4 | Plumbing Permit | Residential | Renovation | Completed | Residential - SUITE #1106 - Replace kitchen sink and add fridge water line, Install tiled shower base and replace bathroom sink and toilet, Offset washer drain 1.5 ft to allow for more closet space. | Grant Roberts
EP-2023-05823 | 2023-07-11 | 312 E 16TH AVENUE, Vancouver, BC V5T 2T6 | Electrical Permit | Residential | Renovation | Completed | Installation / Repair - Residential - Hook-up air handler and condensing unit. MP-2023-01258 | Elysium Electric Ltd
GP-2023-01990 | 2023-07-04 | 312 E 16TH AVENUE, Vancouver, BC V5T 2T6 | Gas Permit | Residential | Addition | Completed | Residential - 1 Tankless hot water install | Truth Plumbing & HVAC Ltd
MP-2023-01258 | 2023-07-10 | 312 E 16TH AVENUE, Vancouver, BC V5T 2T6 | Mechanical Permit | NULL | NULL | Completed | NULL | Truth Plumbing & HVAC Ltd
EP-2023-08636 | 2023-10-11 | 1515 E 5TH AVENUE #112, Vancouver, BC V5N 1L6 | Electrical Permit | Residential | Renovation | Completed | Installation / Repair - Residential - #112 install delicate circuit for dishwasher | NP Electrical Services Ltd
PP-2023-03381 | 2023-09-22 | 1515 E 5TH AVENUE #112, Vancouver, BC V5N 1L6 | Plumbing Permit | Commercial | Tenant Improvement | Issued | Commercial - NEW SHUT OFFS AND DISHWASHER ADDITION | Blue Mountain Services Ltd
EP-2022-04200 | 2022-06-07 | 4933 MAIN STREET, Vancouver, BC V5W 2R2 | Electrical Permit | Commercial | Tenant Improvement | Completed | Installation / Repair - Commercial - Wiring for AC | Key Electric Ltd
EP-2023-09277 | 2023-12-15 | 6475 CHESTER STREET #308, Vancouver, BC V5W 4B7 | Electrical Permit | Commercial | Renovation - Dwelling Unit(s) only | Completed | Installation / Repair - Commercial - Install heat pump with 30A disconnect 20 amp cct heat in apartment is radiant just adding 3840W for heat pump MP-2023-01778 | Altitude Electric Inc
MP-2023-01778 | 2023-10-03 | 6475 CHESTER STREET #308, Vancouver, BC V5W 4B7 | Mechanical Permit | NULL | NULL | Completed | NULL | Kits Plumbing and Heating Ltd
GP-2023-00913 | 2023-03-14 | 3372 COBBLESTONE AVENUE, Vancouver, BC V5S 4S4 | Gas Permit | Residential | Renovation | Completed | Residential - Re & Re Hot water tank Gas | Milani Plumbing Heating & Air Conditioning Ltd
EP-2023-06966 | 2023-08-21 | 3376 COBBLESTONE AVENUE, Vancouver, BC V5S 4S4 | Electrical Permit | Residential | Renovation | Issued | Installation / Repair - Residential - installation of a/c unit MP-2023-01376 is the HVAC company permit | F & S Electrical Ltd
MP-2023-01376 | 2023-07-27 | 3376 COBBLESTONE AVENUE, Vancouver, BC V5S 4S4 | Mechanical Permit | NULL | NULL | Completed | NULL | Enviroware Projects Ltd
GP-2022-03492 | 2022-11-08 | 1818 E 13TH AVENUE, Vancouver, BC V5N 2C1 | Gas Permit | Residential | Renovation | Completed | Residential - Installation of high-efficiency combination boiler system | BCRC Plumbing and Heating Ltd
EP-2022-00782 | 2022-02-03 | 4306 SOPHIA STREET, Vancouver, BC V5V 3V7 | Electrical Permit | Residential | Renovation | Completed | Installation / Repair - Residential - Repair of existing service, replace damaged 400a switch (Panel) | Villa Electric (1980) Ltd
GP-2023-03908 | 2023-12-06 | 247 E 28TH AVENUE, Vancouver, BC V5V 2M5 | Gas Permit | Residential | Renovation | Completed | Residential - Replace Furnace with new Furnace | Westmount Heating Ltd
NULL | NULL | 1597 E KENT AVENUE NORTH, Vancouver, BC V5P 4Y7 | Plumbing Permit | Residential | Renovation | Withdrawn | Residential - r | Lambert Plumbing & Heating Ltd
EP-2022-00226 | 2022-01-14 | 360 E 36TH AVENUE #311, Vancouver, BC V5W 4B9 | Electrical Permit | Residential | Renovation | Completed | Installation / Repair - Residential - Installing pot lights, installing jacuzzi receptacle. -adding some pot lights by fishing wires | Hind Electric Ltd
EP-2023-04176 | 2023-05-24 | 8410 MILLSTONE STREET, Vancouver, BC V5S 4S3 | Electrical Permit | Commercial | Renovation | Issued | Installation / Repair - Commercial - Adding circuit for heat pump | Douglas Millington o/a Moose Electric
GP-2023-01547 | 2023-05-12 | 8410 MILLSTONE STREET, Vancouver, BC V5S 4S3 | Gas Permit | Residential | Renovation | Completed | Residential - Decommission and remove old furnace and install new heat pump. | Ashton Service Group/Ashton Mechanical Ltd.
MP-2023-01645 | 2023-09-11 | 8410 MILLSTONE STREET, Vancouver, BC V5S 4S3 | Mechanical Permit | NULL | NULL | Completed | NULL | Ashton Service Group/Ashton Mechanical Ltd.
EP-2023-09857 | NULL | 2104 E 19TH AVENUE, Vancouver, BC V5N 2J4 | Electrical Permit | Residential | Renovation | In Review | Installation / Repair - Residential - ¦ 1FD- 200A SERVICE UPGRADE ¦ Upgrade exisitng service from 100 amp to 200 amp *MP-2023-00520: Issued (Heating and Cooling) | Mountain Point Electrical Inc.
MP-2023-00520 | 2023-03-28 | 2104 E 19TH AVENUE, Vancouver, BC V5N 2J4 | Mechanical Permit | NULL | NULL | Issued | NULL | 1236318 BC Ltd DBA Aquatech Vancouver
MP-2023-01136 | 2023-06-20 | 6475 CHESTER STREET #113, Vancouver, BC V5W 4B7 | Mechanical Permit | NULL | NULL | Completed | NULL | Titanium HVAC Inc
SP-2022-01767 | 2022-10-25 | 6475 CHESTER STREET #113, Vancouver, BC V5W 4B7 | Sprinkler Permit | Commercial | Renovation - Dwelling Unit(s) only | Completed | Commercial - Add 1 sprinkler head. >BP: #113 Interior alterations only to provide improvement on the kitchen to this existing unit #113 on the main floor at this existing Multiple Dwelling building. *****This application does not include any of the following: 1. Not more than 20 sprinklers (add, relocate, or remove), 2. hydraulic calculations, 3. change in occupancy and /or hazard classification, 4. warehouse storage arrangements, 5. mobile compact storage arrangements, 6. alternative solutions, 7. changes to the sprinkler system supply piping (e.g. valves, mains, cross-mains, branch-lines, etc.), or 8. flexible sprinkler pipe. | Alpine Sprinkler Systems Ltd
EP-2022-07779 | 2022-09-16 | 6475 CHESTER STREET #113, Vancouver, BC V5W 4B7 | Electrical Permit | Commercial | Renovation - Dwelling Unit(s) only | Completed | Installation / Repair - Commercial - The electrical component is to shift wiring from a wall that will be removed. *MP-2023-01136: Issued (Heating and Cooling) >Permit Amendment Oct 30, 2023 - Install receptacle in front closet area for cabinet lighting. - Install pot light in hallway bathroom above bathtub. - Install GFCI receptacle in hallway bathroom. - Install two receptacles in master bedroom. *Permit Amendment Jul 13, 2023 Installation of heat pump Divvee Load share: Heat pump: 3432W/ Wall oven: 3380W Heat pump: MCA 16.5A >BP: #113 Interior alterations only to provide improvement on the kitchen to this existing unit #113 on the main floor at this existing Multiple Dwelling building. Letters of assurance submitted by: Yit F Ting, P.Eng, Structural Schedule B Note to applicant: The services of a structural engineer may be required, based upon site inspection by the District Building Inspector. A Sprinkler permit may be required, as determined by the District Building Inspector. Energy checklist is currently no longer required with your Building Permit (BP) application. Some supporting documents are still required at BP stage, specifically Envelope and HVAC, if applicable. Service Water Heating and Lighting supporting documents, if applicable, must be submitted with your related Trades permits (e.g. electrical and plumbing). All energy upgrades will be checked during inspections stage. It is the applicant’s responsibility to identify and note all required upgrades including energy upgrades on their BP drawings at BP stage. | RVS Electrical Ltd
EP-2023-03231 | 2023-04-14 | 6475 CHESTER STREET #114, Vancouver, BC V5W 4B7 | Electrical Permit | Commercial | Renovation - Dwelling Unit(s) only | Completed | Installation / Repair - Commercial - Relocate electrical cables from area where wall will be removed. >BP: Interior alterations only to provide improvements to this existing residential dwelling unit #114 on the 1st floor of this existing Multiple Dwelling building. Scope of work is to remove an interior wall and install a structural beam. Structural B submitted by Chun Tung Cornox Tang, 778-628-8816 OK for DTI as per S. Yu on February 24, 2023 | RVS Electrical Ltd
PP-2023-02200 | 2023-06-22 | 383 E 37TH AVENUE #341, Vancouver, BC V5W 4C1 | Plumbing Permit | Commercial | Renovation - Dwelling Unit(s) only | Completed | Commercial - UNIT #341 - Change tub to walk in shower Please Note: A Building Permit may be required depending on scope of work. | Paul K Tobin
NULL | NULL | 3358 COBBLESTONE AVENUE, Vancouver, BC V5S 4S4 | Electrical Permit | Commercial | New | Withdrawn | Installation / Repair - Commercial - installation of ulc comms... | Telus Custom Security Systems Inc
PP-2022-01159 | 2022-04-05 | 4332 QUEBEC STREET, Vancouver, BC V5V 3L3 | Plumbing Permit | Residential | Renovation | Completed | Residential - Complete townhouse renovation Interior alterations to provide improvements to this dwelling unit in this existing multiple dwelling building at 4324 Quebec St. New vent will be reviewed by JRG Building Engineering LTD. A sealed envelope review/report will be required. Scope of work includes: -Remove the coat closet and the existing powder room. -Relocate laundry to upper floor. -Renovate main bathrooms on the upper floor. Upgrade plumbing lines. | Rite Flow Plumbing Inc
EP-2022-02739 | 2022-04-06 | 4332 QUEBEC STREET, Vancouver, BC V5V 3L3 | Electrical Permit | Residential | Renovation | Completed | Installation / Repair - Residential - electrical renovation to the townhome -Kitchen,living room foyer,stairs ,halls,bathroom,bedrooms,lighting upgrade,same kitchen cabin layout. Move the panel from the closet to the foyer. No additional load was added to the existing panel. >BP: Interior alterations to provide improvements to this dwelling unit in this existing multiple dwelling building at 4324 Quebec St. New vent will be reviewed by JRG Building Engineering LTD. A sealed envelope review/report will be required. Scope of work includes: -Remove the coat closet and the existing powder room. -Relocate laundry to upper floor. -Renovate main bathrooms on the upper floor. Upgrade plumbing lines. OK for field review as per Nehzat J, Nov.03/21 Letter of Assurance Submitted: Schedule (B) Structural by Ke Jian, MA 604.599.8890 Non-Sprinklered Building | Rutledge Electric Ltd
NULL | NULL | 4332 QUEBEC STREET, Vancouver, BC V5V 3L3 | Plumbing Permit | Residential | Renovation | Draft | Residential - Townhouse renovation | NULL
NULL | NULL | 7251 FRASER STREET, Vancouver, BC V5X 3V8 | Electrical Permit | Commercial | New | Withdrawn | Temporary Power - Commercial - To provide temporary power. | NULL
EP-2023-04076 | NULL | 1516 E 1ST AVENUE #PH5, Vancouver, BC V5N 1A5 | Electrical Permit | Residential | Tenant Improvement | Applicant Revisions | Installation / Repair - Residential - Electrical installation of mini split system *MP-2023-00804: Completed (Heating and Cooling) Oct 24, 2023 ¦ WWOP Applied Nov 17, 2023 | Moore And Russell Heating And Air Conditioning Ltd
MP-2023-00804 | 2023-05-09 | 1516 E 1ST AVENUE #PH5, Vancouver, BC V5N 1A5 | Mechanical Permit | NULL | NULL | Completed | NULL | Moore And Russell Heating And Air Conditioning Ltd
EP-2023-08448 | 2023-09-19 | 331 GARDEN DRIVE, Vancouver, BC V5L 4Z1 | Electrical Permit | Residential | Addition | Completed | Installation / Repair - Residential - Supply and install 8/3 teck cable from the house panel to the customers requested location. Install charger on wooden fence. Supply and install 6' parking curb for mechanical protection. Supply and install 2P 40A FPE Breaker. Install gateway near the charger. | TDR Electric Inc
EP-2022-04177 | 2022-05-26 | 2033 TRIUMPH STREET #114, Vancouver, BC V5L 4X3 | Electrical Permit | Residential | Renovation | Completed | Installation / Repair - Residential - copper to aluminum pigtail process | Premium Electric Ltd
EP-2023-10353 | 2023-11-24 | 1615 FRANCES STREET #312, Vancouver, BC V5L 1Z3 | Electrical Permit | Commercial | Renovation - Dwelling Unit(s) only | Completed | Installation / Repair - Commercial - Small apartment kitchen renovation. Re using existing circuits. Relocating counter plugs, fridge plug and 2 lighting switches. Replacing Kitchen light with a new one. moving existing fire alarm speaker from wall to ceiling. >BP: Interior alterations to provide improvements to dwelling unit #312 on the third floor of this multiple dwelling building on this site. OK for DTI per W. Wong September 28, 2023 | Those Two Guys Productions Ltd
GP-2023-03733 | 2023-11-27 | 2001 WALL STREET #413, Vancouver, BC V5L 5E4 | Gas Permit | Residential | Tenant Improvement | Completed | Residential - Removed the old Hotwater Tank and replaced tankless | Arconesh Mechanical
EP-2022-08318 | 2022-10-04 | 1927 CHARLES STREET, Vancouver, BC V5L 2V1 | Electrical Permit | Residential | Renovation - Dwelling Unit(s) only | Completed | Installation / Repair - Residential - Inspecting unpermited electrical work completed by previous owner Immediate changes required: - Strapping wires in attic space - Installing vapour boxes for pot lights - Add 1500w baseboard heater to the bonus room from existing heating circuit >BP: CF-2017-013652 Interior and Exterior alteration to add vestibule between main house and Garage and convert one-parking space in Garage to living space to this existing two-family dwelling. | PTX Electric Ltd
NULL | NULL | 1927 CHARLES STREET, Vancouver, BC V5L 2V1 | Sprinkler Permit | Residential | Addition | Withdrawn | Residential - Insulation added | NULL
NULL | NULL | 1510 GRANT STREET #203, Vancouver, BC V5L 2Y2 | Electrical Permit | Commercial | Renovation - Dwelling Unit(s) only | Draft | Installation / Repair - Commercial - Relocation of existing duplex outlet and exhaust fan humidistat control dial. Replace existing wall sconce light fixture, and addition of recessed lighting in ceiling. | NULL
NULL | NULL | 1510 GRANT STREET #203, Vancouver, BC V5L 2Y2 | Plumbing Permit | Commercial | Renovation - Dwelling Unit(s) only | Draft | Commercial - Replace and Upgrade existing plumbing fixtures in bathtub/shower and bathroom sink area | NULL
MP-2022-00693 | 2022-12-19 | 2036 E 5TH AVENUE, Vancouver, BC V5N 1M4 | Mechanical Permit | NULL | NULL | Completed | NULL | Greenway HVAC Ltd
EP-2023-06423 | 2023-08-02 | 2036 E 5TH AVENUE, Vancouver, BC V5N 1M4 | Electrical Permit | Residential | Addition | Completed | Installation / Repair - Residential - Heat pump installation. (CF-2023-007024) MP-2023-00693 | Bros Electric Ltd
GP-2023-00521 | 2023-02-13 | 2038 E 5TH AVENUE, Vancouver, BC V5N 1M4 | Gas Permit | Residential | Tenant Improvement | Completed | Residential - replace boiler and water heater with new combi boiler | Campbell Care Plumbing, Heating & Air Ltd.
EP-2021-09559 | 2022-01-04 | 1420 E 8TH AVENUE #110, Vancouver, BC V5N 1T4 | Electrical Permit | Commercial | Renovation - Dwelling Unit(s) only | Completed | Installation / Repair - Commercial - Renovations for a 1 bedroom apartment suite, with new devices and light fixtures. BP: #110 Interior alterations to provide improvement to this existing dwelling unit #110 in this existing multiple dwelling building on site. Scope of work: replace tub, toilet, and lighting in the washroom OK For Field Review per Kim V - Nov 24/21 | Lucid Projects Inc
EP-2023-06091 | 2023-07-07 | 2272 DUNDAS STREET #301, Vancouver, BC V5L 1J8 | Electrical Permit | Commercial | Renovation - Dwelling Unit(s) only | Completed | Installation / Repair - Commercial - Renovation of condominium >BP: Interior alterations to renovate the unit #301 on the 3rd floor of this existing Multiple Dwelling Building on site. OK FOR DTI BY J. ZHANG, JUNE 23, 2023. | EVANSON ELECTRIC LTD
PP-2023-02424 | 2023-07-11 | 2272 DUNDAS STREET #301, Vancouver, BC V5L 1J8 | Plumbing Permit | Commercial | Renovation | Completed | Commercial - re and re of plumbing fixtures >BP: Interior alterations to renovate the unit #301 on the 3rd floor of this existing Multiple Dwelling Building on site. | AB-Tech Plumbing & Heating Ltd.
PP-2022-04495 | 2022-12-16 | 3330 MAIN STREET, Vancouver, BC V5V 3M7 | Plumbing Permit | Commercial | Renovation | Completed | Commercial - Customer is changing his restaurant license and he had building inspection from Vancouver City, the inspector asked to the customer to open a plumbing permit to check that everything is in the restaurant has a permit. >Interior alterations to provide improvements at 3330 Main Street at this existing mixed-use commercial and residential building. OK for field review as per Krista Bircham Oct 19, 2011 Scope of work to convert the exiting “ice-cream retail” to “Japanese sushi retail facility” with restricted cooking – no grease laden vapour, and it contains 16 seats capacity.” Amend: Dec 22nd, 2022 don't need to permit the ice maker but we need to permit 3 sinks. | Maestro Plumbing Heating & Air Conditioning Ltd
PP-2022-04347 | NULL | 3330 MAIN STREET, Vancouver, BC V5V 3M7 | Plumbing Permit | Commercial | Renovation | Withdrawn | Commercial - Customer is changing his restaurant license and he had building inspection from Vancouver City, the inspector asked to the customer to open a plumbing permit to check that everything is in the restaurant has a permit. >BP: Interior alterations to provide improvements at 3330 Main Street at this existing mixed-use commercial and residential building. Scope of work to convert the exiting “ice-cream retail” to “Japanese sushi retail facility” with restricted cooking – no grease laden vapour, and it contains 16 seats capacity.” | Maestro Plumbing Heating & Air Conditioning Ltd
EP-2022-10353 | 2022-12-08 | 3330 MAIN STREET, Vancouver, BC V5V 3M7 | Electrical Permit | Commercial | Renovation | Completed | Installation / Repair - Commercial - Cosmetic upgrade plugs, switches, and plate Relocate existing circuit into new location Replace existing light fixtures >BP: Interior alterations to provide improvements at 3330 Main Street at this existing mixed-use commercial and residential building. OK for field review as per Krista Bircham Oct 19, 2011 Scope of work to convert the exiting “ice-cream retail” to “Japanese sushi retail facility” with restricted cooking – no grease laden vapour, and it contains 16 seats capacity.” | CSM Electric Ltd
PP-2022-04118 | 2022-11-24 | 3332 MAIN STREET, Vancouver, BC V5V 3M7 | Plumbing Permit | Commercial | Tenant Improvement | Completed | Commercial - Plumbing renovations >BP: Change of Major Occupancy Classification and renovation To combine hair salon suite at 3338 Main Street with retail suite at 3332 Main street and change the use and major occupancy classification of the new formed unit to restaurant class-1 in this 3-storey mixed use (residential/commercial) building on this site for a new tenant. Included in the scope of work is installation of cooking equipment and their ventilation system. Note: 1. Class-1 Cooking operation 2. Occupant load (interior and staff) is 45 person 3. The permit is reviewed for compliance with VBBL 2019 | Ange's Plumbing Ltd
EP-2023-05001 | 2023-06-07 | 3332 MAIN STREET, Vancouver, BC V5V 3M7 | Electrical Permit | Commercial | Tenant Improvement | Completed | Installation / Repair - Commercial - Security alarm system. Surveillance camera system. Audio installation. >BP: Change of Major Occupancy Classification and renovation To combine hair salon suite at 3338 Main Street with retail suite at 3332 Main street and change the use and major occupancy classification of the new formed unit to restaurant class-1 in this 3-storey mixed use (residential/commercial) building on this site for a new tenant. Included in the scope of work is installation of cooking equipment and their ventilation system. Note: 1. Class-1 Cooking operation 2. Occupant load (interior and staff) is 45 person 3. The permit is reviewed for compliance with VBBL 2019 | Vancouver Audiospace Home Control Ltd
EP-2023-03479 | 2023-04-21 | 3332 MAIN STREET, Vancouver, BC V5V 3M7 | Electrical Permit | Commercial | Tenant Improvement | Completed | Installation / Repair - Commercial - Restaurant fit up: new equipment power, receptacles, connect hood release to fire alarm and rework existing fire alarm devices, new data cables, new lighting, new mechanical equipment exhaust fan and split unit, replace and relocate panel - no service upgrade; there will be no change to the service from a BC Hydro perspective - but the unit has a 100A 208V 3Phase panel that will be relocated and replaced. >BP: Change of Major Occupancy Classification and renovation To combine hair salon suite at 3338 Main Street with retail suite at 3332 Main street and change the use and major occupancy classification of the new formed unit to restaurant class-1 in this 3-storey mixed use (residential/commercial) building on this site for a new tenant. Included in the scope of work is installation of cooking equipment and their ventilation system. Note: 1. Class-1 Cooking operation 2. Occupant load (interior and staff) is 45 person 3. The permit is reviewed for compliance with VBBL 2019 | Ampac Electric Ltd
PP-2022-01074 | 2022-04-04 | 3388 MAIN STREET, Vancouver, BC V5V 3M7 | Plumbing Permit | Commercial | New | Completed | Commercial - 3 Backflow preventers | Hillcrest Plumbing & Heating (1991) Ltd
EP-2023-03722 | 2023-06-15 | 620 WOODLAND DRIVE, Vancouver, BC V5L 3R1 | Electrical Permit | Residential | Tenant Improvement | Completed | Installation / Repair - Residential - Electrical to outdoor heat pump *MP-2023-00727 | 0994152 BC Ltd
MP-2023-00727 | 2023-04-28 | 620 WOODLAND DRIVE, Vancouver, BC V5L 3R1 | Mechanical Permit | NULL | NULL | Completed | NULL | 0994152 BC Ltd
EP-2023-04948 | 2023-06-12 | 1545 E 2ND AVENUE #114, Vancouver, BC V5N 1C8 | Electrical Permit | Commercial | Renovation - Dwelling Unit(s) only | Completed | Installation / Repair - Commercial - Deleting a single receptacle and a switch box from a wall to be deleted. Installing a junction box in the ceiling above deleted switch and receptacle. >BP: Interior alterations to remove a portion of a non-load bearing wall in the kitchen of this existing multiple dwelling building on the site. OK for Field Review as per S.Yu on May 23, 2023 | Matthew Magnus Hughes
EP-2022-02757 | 2022-04-06 | 1545 E 2ND AVENUE #203, Vancouver, BC V5N 1C8 | Electrical Permit | Commercial | Renovation - Dwelling Unit(s) only | Completed | Installation / Repair - Commercial - new lights and wire kitchen and bathroom to new code -CF-2022-000581 >BP: #203 - 2nd floor Interior alterations to provide improvements for this existing dwelling on the 2nd floor (#202) in this multiple dwelling building on this site. Scope of work: remove 3 partition walls, remove/replace kitchen cabinets, appliances, remove/replace tub, toilet, sink, vanity finishes, lighting, electrical and plumbing work. | David Stein
PP-2022-01196 | 2022-04-11 | 1545 E 2ND AVENUE #203, Vancouver, BC V5N 1C8 | Plumbing Permit | Commercial | Renovation - Dwelling Unit(s) only | Completed | Commercial - SUITE #203 - 2ND FL - Remove and replace bath tub and shower valve. Re and re toilet. Replace lav sink & faucet. Install lower sanitary tee to allow for deeper kitchen sink. Sink to be installed in new location. Dishwasher to be installed in new location. Remove and replace electric, storage style hot water tank in existing tank pan. #203 - 2nd floor Interior alterations to provide improvements for this existing dwelling on the 2nd floor (#202) in this multiple dwelling building on this site. Scope of work: remove 3 partition walls, remove/replace kitchen cabinets, appliances, remove/replace tub, toilet, sink, vanity finishes, lighting, electrical and plumbing work. | Andrew James Leask
EP-2022-00531 | NULL | 1545 E 2ND AVENUE #203, Vancouver, BC V5N 1C8 | Electrical Permit | Commercial | Renovation - Dwelling Unit(s) only | Application Incomplete | Installation / Repair - Commercial - new potlights and add some switches and some plugs -CF-2022-000581 | David Stein
EP-2022-06673 | 2022-08-19 | 688 E 16TH AVENUE #109, Vancouver, BC V5T 2V4 | Electrical Permit | Residential | Renovation | Completed | Installation / Repair - Residential - Install ceiling fan with fan support box; install bath fan w/light; install bath fan in master ensuite. | Kato Electrical Inc
EP-2023-06697 | 2023-07-28 | 228 E 18TH AVENUE #206, Vancouver, BC V5V 1E6 | Electrical Permit | Commercial | Renovation | Completed | Installation / Repair - Commercial - install heat pump and upgrade panel from obsolete federal pioneer Install heat pump: Split air conditioner and heat pump system with 10 KW maximum power consumption for all 1000 sqft townhouse units and 5.5 KW maximum power consumption for the rest of the residential units. The use of this system will allow the decommissioning of the electric baseboard heaters and no control interlocking will be required. | ACS ELECTRICAL LTD
MP-2023-01548 | 2023-08-30 | 228 E 18TH AVENUE #206, Vancouver, BC V5V 1E6 | Mechanical Permit | NULL | NULL | Completed | NULL | One Track Heating & Air Conditioning Inc.
EP-2022-10067 | 2023-02-02 | 1517 E 13TH AVENUE, Vancouver, BC V5N 2B7 | Electrical Permit | Residential | Addition | Completed | Installation / Repair - Residential - Electrical work to connect a 5.4 KW DC roof top solar system. Using 12 Longi Solar panel each at 450 W with 3 APS QS1A miro-inverters. System connects to an AC disconnect before connecting to a 30 AMP breaker (for solar system) to be installed in the main electrical panel. House service is 100 AMP , main electrical panel is rated for 125A bus rating. Please refer to SLD for detail. | Amor Energy Corporation
EP-2022-00173 | 2022-01-13 | 1517 E 13TH AVENUE, Vancouver, BC V5N 2B7 | Electrical Permit | Residential | Addition | Issued | Installation / Repair - Residential - Installation of Sinope Load controller device (RM3250ZB) onto EXISTING hot water tank, as part of a BC Hydro project to enable remote monitoring of electrical demand and usage. Amend: Nov 4, 2022 Breaker changed to 2p20 and strap added to secure cable in regards to compliance Inspection # EP-2022-00173-02 | It's On Electric Company Inc
EP-2023-05775 | 2023-07-21 | 228 E 18TH AVENUE #404, Vancouver, BC V5V 1E6 | Electrical Permit | Commercial | Tenant Improvement | Completed | Installation / Repair - Commercial - Decommissioning 30amp heating and wiring heat pump -reference: MP-2023-01155 | EURO TECH ELECTRIC LTD.
MP-2023-01155 | 2023-06-22 | 228 E 18TH AVENUE #404, Vancouver, BC V5V 1E6 | Mechanical Permit | NULL | NULL | Completed | NULL | Ferenc Nagy
EP-2023-06703 | 2023-07-28 | 245 E 19TH AVENUE #101, Vancouver, BC V5V 1J3 | Electrical Permit | Residential | Renovation | Completed | Installation / Repair - Residential - Install a split air conditioner and heat pump system with 10 KW maximum power consumption for all 1000 sqft townhouse units and 5.5 KW maximum power consumption for the rest of the residential units. The use of this system will allow the decommissioning of the electric baseboard heaters and no control interlocking will be required. | ACS ELECTRICAL LTD
MP-2023-01695 | 2023-09-18 | 245 E 19TH AVENUE #101, Vancouver, BC V5V 1J3 | Mechanical Permit | NULL | NULL | Completed | NULL | One Track Heating & Air Conditioning Inc.
EP-2023-06704 | 2023-07-28 | 245 E 19TH AVENUE #102, Vancouver, BC V5V 1J3 | Electrical Permit | Residential | Renovation | Completed | Installation / Repair - Residential - Install a split air conditioner and heat pump system with 10 KW maximum power consumption for all 1000 sqft townhouse units and 5.5 KW maximum power consumption for the rest of the residential units. The use of this system will allow the decommissioning of the electric baseboard heaters and no control interlocking will be required. | ACS ELECTRICAL LTD
MP-2023-01451 | 2023-08-08 | 245 E 19TH AVENUE #102, Vancouver, BC V5V 1J3 | Mechanical Permit | NULL | NULL | Completed | NULL | One Track Heating & Air Conditioning Inc.
MP-2022-00432 | 2022-10-18 | 1605 E 13TH AVENUE, Vancouver, BC V5N 2B7 | Mechanical Permit | NULL | NULL | Completed | NULL | Thomson Industries Ltd
EP-2022-08751 | 2022-10-14 | 1605 E 13TH AVENUE, Vancouver, BC V5N 2B7 | Electrical Permit | Residential | Renovation | Completed | Installation / Repair - Residential - Dedicated circuit for heat pump MP-2022-00432 **Amend 12/22/2022** Updated load calculation has been attached. Dedicated circuit for heat pump and dedicated circuit for hot water tank No change to installation value | Pacific Star Electric Inc
EP-2023-11226 | NULL | 2133 DUNDAS STREET #101, Vancouver, BC V5L 1J7 | Electrical Permit | Commercial | Renovation - Dwelling Unit(s) only | Application Incomplete | Installation / Repair - Commercial - Replace existing light switches and kitchen light fixture. | NULL
NULL | NULL | 2133 E 3RD AVENUE, Vancouver, BC V5N 1H9 | Gas Permit | Residential | Addition | Withdrawn | Residential - Gas fireplace / Gas insert fireplace / Gas freestanding fireplace installation | Vaglio Fireplace LTD
GP-2023-02271 | 2023-07-31 | 2133 E 3RD AVENUE, Vancouver, BC V5N 1H9 | Gas Permit | Residential | Addition | Completed | Residential - 1 Gas fireplace installation | Vaglio Fireplace LTD
EP-2022-03372 | 2022-05-09 | 2133 DUNDAS STREET #206, Vancouver, BC V5L 1J7 | Electrical Permit | Commercial | Renovation - Dwelling Unit(s) only | Completed | Installation / Repair - Commercial - kitchen renovation move range outlet Amend: Aug 3, 2022 move countertop plug and wiring for puck lights | POWER STAR ELECTRICAL LTD
GP-2023-02878 | 2023-09-29 | 1700 MCLEAN DRIVE, Vancouver, BC V5N 5X3 | Gas Permit | Residential | Renovation | Completed | Residential - RE&RE boiler | Milani Plumbing Heating & Air Conditioning Ltd
NULL | NULL | 1700 MCLEAN DRIVE, Vancouver, BC V5N 5X3 | Gas Permit | Residential | Renovation | Withdrawn | Residential - RE&RE boiler | NULL
GP-2023-03189 | 2023-10-23 | 1700 MCLEAN DRIVE, Vancouver, BC V5N 5X3 | Gas Permit | Residential | Renovation | Cancelled | Residential - RE&RE boiler | Milani Plumbing Heating & Air Conditioning Ltd
GP-2023-03542 | 2023-11-15 | 1536 E 2ND AVENUE, Vancouver, BC V5N 1C7 | Gas Permit | Residential | Renovation | Completed | Residential - BOILER RE/RE | Reliance Comfort Limited Partnership
GP-2023-03412 | 2023-11-06 | 1787 E 5TH AVENUE, Vancouver, BC V5N 1L9 | Gas Permit | Residential | Renovation | Completed | Residential - RE&RE boiler | Milani Plumbing Heating & Air Conditioning Ltd
EP-2023-09827 | 2023-11-23 | 1787 E 5TH AVENUE, Vancouver, BC V5N 1L9 | Electrical Permit | Residential | Addition | Completed | Installation / Repair - Residential - Electric supply for Dsplit Gas Boiler *MP-2023-01940: Issued (Cooling) | Milani Electric Limited
MP-2023-01940 | 2023-10-30 | 1787 E 5TH AVENUE, Vancouver, BC V5N 1L9 | Mechanical Permit | NULL | NULL | Issued | NULL | Milani Plumbing Heating & Air Conditioning Ltd
GP-2023-03292 | 2023-10-30 | 1965 KITCHENER STREET, Vancouver, BC V5L 2W6 | Gas Permit | Residential | Renovation | Completed | Residential - RE&RE hot water tank | Milani Plumbing Heating & Air Conditioning Ltd
GP-2022-01554 | 2022-05-20 | 2013 KITCHENER STREET, Vancouver, BC V5L 2W6 | Gas Permit | Residential | Tenant Improvement | Completed | Residential - UPGRADE A HWT TO A TANKLESS SYSTEM | Hillcrest Plumbing & Heating (1967) Ltd
GP-2023-02505 | 2023-08-28 | 1916 E 4TH AVENUE, Vancouver, BC V5N 1K2 | Gas Permit | Residential | Renovation | Completed | Residential - Re&re tankless water heater | Milani Plumbing Heating & Air Conditioning Ltd
NULL | NULL | 1868 E 16TH AVENUE, Vancouver, BC V5N 2G6 | Gas Permit | Residential | Renovation | Draft | Residential - Replace boiler with high efficiency combi | Anastase Vlassopoulos DBA Taso Services
GP-2023-02182 | 2023-07-24 | 1868 E 16TH AVENUE, Vancouver, BC V5N 2G6 | Gas Permit | Residential | Renovation | Completed | Residential - 1 Boiler & 1 Water Tank Replace mid efficient boiler and atmospheric hot water tank Noritz combi | Anastase Vlassopoulos DBA Taso Services
GP-2023-02204 | 2023-07-25 | 1866 E 16TH AVENUE, Vancouver, BC V5N 2G6 | Gas Permit | Residential | Renovation | Completed | Residential - Replace boiler and hot water tank with wall hung combi | Anastase Vlassopoulos DBA Taso Services
EP-2023-06786 | 2023-07-26 | 3471 COMMERCIAL STREET, Vancouver, BC V5N 4E8 | Electrical Permit | Commercial | Tenant Improvement | Completed | Installation / Repair - Commercial - Small amount of rewiring of existing devices and minor restrapping and terminating of existing devices. >Permit Amendment Aug 16, 2023 -Include fire alarm -No additional permit value increase thanks >BP: Interior alterations to change the use from Similar to Animal Clinic to Health Care Office in this unit on the ground floor of this existing mixed-use building. Scope of work includes: Removal off interior walls | WESTPEAK ELECTRICAL LTD
SP-2023-01218 | NULL | 3471 COMMERCIAL STREET, Vancouver, BC V5N 4E8 | Sprinkler Permit | Commercial | Renovation | Withdrawn | Commercial - Plug off pendant sprinkler and change to an upright >BP: Interior alterations to change the use from Similar to Animal Clinic to Health Care Office in this unit on the ground floor of this existing mixed-use building. Scope of work includes: Removal off interior walls | 0777792 BC Ltd
EP-2023-08200 | 2023-09-14 | 3477 COMMERCIAL STREET #8, Vancouver, BC V5N 4E8 | Electrical Permit | Commercial | Renovation - Dwelling Unit(s) only | Issued | Installation / Repair - Commercial - Kitchen renovation, to relocate fridge, counter, range receptacle, to install 5 pot lights. >Permit Amendment Sep 18, 2023 -"To relocate 1 fire alarm horn" >BP: Interior alterations to unit #8 of this existing multiple dwelling building. Scope of work includes: 1) Interior alterations to non structural walls. 2) Relocation of electrical outlets. 3) Relocation of ceiling pot lights. 4) Kitchen renovation. Ok for DTI as per M. Meier February 24, 2023 | Eltec Electric Ltd
EP-2022-00985 | 2022-02-09 | 3888 MAIN STREET, Vancouver, BC V5V 3N9 | Electrical Permit | Commercial | Renovation | Completed | Installation / Repair - Commercial - Replacement of faulty fire alarm control panel. Note: This permit has been issued based on Bulletin 2018-004-BU/EL. | 0777792 BC Ltd
GP-2023-03814 | 2023-12-04 | 2001 WALL STREET #201, Vancouver, BC V5L 5E4 | Gas Permit | Residential | Renovation | Completed | Residential - 1 Fireplace RE AND RE DV TO SL5XIFTG In a condominium with its own FORTIS METER | BC Fireplace Service Inc
GP-2022-00185 | 2022-01-21 | 2001 WALL STREET #320, Vancouver, BC V5L 5E4 | Gas Permit | Residential | Tenant Improvement | Completed | Residential - Re Re HWT | Moore & Russell Heating Ltd
PP-2022-00234 | 2022-01-25 | 2517 COMMERCIAL DRIVE, Vancouver, BC V5N 4C1 | Plumbing Permit | Commercial | Tenant Improvement | Completed | Commercial - Rough in and finish 1 toilet, 2 sinks, 1 hot water tank, 1 funnel drain. 2517 Commercial Drive Interior alterations and change of use from Restaurant - Class 1 (A2) to Retail Store (E) with ancillary health care office (D) (Connect Hearing) for this new tenant in this existing commercial building on this site. Scope of work: - Relocate interior walls to create two testing rooms, office and retail - Electrical, plumbing and sprinkler to suit - Finishing throughout. | Western Star Plumbing Ltd
EP-2022-02755 | 2022-04-06 | 2517 COMMERCIAL DRIVE, Vancouver, BC V5N 4C1 | Electrical Permit | Commercial | Tenant Improvement | Completed | Installation / Repair - Commercial - Retro fit 2 existing exterior sign to LED and hook up to the existing power >BP: Interior alterations and change of use from Restaurant - Class 1 (A2) to Retail Store (E) with ancillary health care office (D) (Connect Hearing) for this new tenant in this existing commercial building on this site. Scope of work: - Relocate interior walls to create two testing rooms, office and retail - Electrical, plumbing and sprinkler to suit - Finishing throughout. OK for field review as per Rosa Astorino - Oct 13, 2021 Letter of assurance provided by: Mark Peric, P.Eng., 416-848-0639, Schedule B (Electrical, Mechanical, Plumbing) | Top's Lighting (2003) Ltd
SP-2022-00263 | 2022-03-01 | 2517 COMMERCIAL DRIVE, Vancouver, BC V5N 4C1 | Sprinkler Permit | Commercial | Tenant Improvement | Completed | Commercial - replace existing heads to concealed as per new layout *****This application does not include any of the following: 1. Not more than 20 sprinklers (add, relocate, or remove), 2. hydraulic calculations, 3. change in occupancy and /or hazard classification, 4. warehouse storage arrangements, 5. mobile compact storage arrangements, 6. alternative solutions, 7. changes to the sprinkler system supply piping (e.g. valves, mains, cross-mains, branch-lines, etc.), or 8. flexible sprinkler pipe. | Bernin Fire Protection Ltd
EP-2022-10382 | 2022-12-09 | 1765 E 3RD AVENUE, Vancouver, BC V5N 1H3 | Electrical Permit | Residential | Renovation | Cancelled | Installation / Repair - Residential - Dedicated circuit for heat pump Jan 17/23 AMEND Please cancel and refund permit. No electrical work has been completed. Please see attached contractor Declaration. Thank you | Pacific Star Electric Inc
MP-2022-00751 | 2022-12-30 | 1765 E 3RD AVENUE, Vancouver, BC V5N 1H3 | Mechanical Permit | NULL | NULL | Completed | NULL | Thomson Industries Ltd
EP-2023-00293 | 2023-01-27 | 1765 E 3RD AVENUE, Vancouver, BC V5N 1H3 | Electrical Permit | Residential | Renovation | Completed | Installation / Repair - Residential - TO CONTINUE WORK STARTED BY OTHERS (EP-2022-10382) wire and connect New Heat Pump * *MP-2022-00751 | Gerald W Jansen & Jody Jansen
PP-2022-01465 | 2022-05-02 | 2015 KITCHENER STREET, Vancouver, BC V5L 2W6 | Plumbing Permit | Residential | Renovation | Completed | Residential - Changing the bath tub to a shower and installing a new toilet rough in for toilet to be untouched. #2015 Interior alterations to provide improvements to this existing multiple conversion dwelling with two dwelling units on this site. Scope of Work: Second floor bathroom renovation. Replace bathtub with walk in shower. Electrical and Plumbing to suit, finishing throughou | Division Mechanical Ltd
EP-2022-03564 | 2022-05-03 | 2015 KITCHENER STREET, Vancouver, BC V5L 2W6 | Electrical Permit | Residential | Renovation | Completed | Installation / Repair - Residential - install 2 new led pot lights. demo existing baseboard heater and wire for floor heat >BP: #2015 Interior alterations to provide improvements to this existing multiple conversion dwelling with two dwelling units on this site. Scope of Work: Second floor bathroom renovation. Replace bathtub with walk in shower. Electrical and Plumbing to suit, finishing throughout. OK for field review as per Rosa Astorino - October 21, 2021 | John Scott Wilson DBA JSW Electric
GP-2023-02928 | 2023-10-05 | 2017 KITCHENER STREET, Vancouver, BC V5L 2W6 | Gas Permit | Residential | Renovation | Completed | Residential - Replace gas range | Paradigm Service & Installations Ltd
GP-2023-03325 | 2023-11-02 | 1752 WILLIAM STREET, Vancouver, BC V5L 2R4 | Gas Permit | Residential | Addition | Issued | Residential - Gas fireplace installation | 496302 BC Ltd
GP-2022-01959 | 2022-06-29 | 2172 WILLIAM STREET, Vancouver, BC V5L 2S3 | Gas Permit | Residential | Renovation | Completed | Residential - Removal of indirect tank boiler and replacement with combi boiler | Pioneer Plumbing & Heating Inc
SP-2022-01543 | 2022-09-23 | 3488 MAIN STREET, Vancouver, BC V5V 3N2 | Sprinkler Permit | Commercial | Tenant Improvement | Completed | Commercial - To Install 12 sprinkler heads To change the use from Beauty Salon (group D) to Health Care Office (group D) and to alter the interior to provide tenant improvements in this existing mixed-use building. *****This application does not include any of the following: 1. Not more than 20 sprinklers (add, relocate, or remove), 2. hydraulic calculations, 3. change in occupancy and /or hazard classification, 4. warehouse storage arrangements, 5. mobile compact storage arrangements, 6. alternative solutions, 7. changes to the sprinkler system supply piping (e.g. valves, mains, cross-mains, branch-lines, etc.), or 8. flexible sprinkler pipe. In relation to CF-2019-015639 | General Sprinkler Systems Ltd
EP-2022-07641 | 2022-09-15 | 3488 MAIN STREET, Vancouver, BC V5V 3N2 | Electrical Permit | Commercial | Renovation | Completed | Installation / Repair - Commercial - Install the lighting ,receptacles,exit sign ,emergency lights . -CF-2019-015639 >BP: To change the use from Beauty Salon (group D) to Health Care Office (group D) and to alter the interior to provide tenant improvements in this existing mixed-use building. Letters of assurance submitted: Sch B (Mech, Plumb): Alex P. L. Lee, P.Eng., 604.324.8763 Notes: 1. Energy upgrade triggers: E2 - Lighting - Upgrade to incorporate Scheduled Shutoff (per 9.4.1.1.(i) of ASHRAE 90.1-2016) | Gold Medal Electric Ltd
PP-2022-03143 | 2022-09-15 | 3488 MAIN STREET, Vancouver, BC V5V 3N2 | Plumbing Permit | Commercial | Tenant Improvement | Completed | Commercial - Plumbing work >BP: To change the use from Beauty Salon (group D) to Health Care Office (group D) and to alter the interior to provide tenant improvements in this existing mixed-use building. | Deep Water Plumbing Heating & Gas Services Limited
EP-2022-07795 | 2022-09-26 | 3488 MAIN STREET, Vancouver, BC V5V 3N2 | Electrical Permit | Commercial | New | Completed | Installation / Repair - Commercial - Complete Security alarm ,data, telephone >CF-2019-015639 >BP: To change the use from Beauty Salon (group D) to Health Care Office (group D) and to alter the interior to provide tenant improvements in this existing mixed-use building. Letters of assurance submitted: Sch B (Mech, Plumb): Alex P. L. Lee, P.Eng., 604.324.8763 Notes: 1. Energy upgrade triggers: E2 - Lighting - Upgrade to incorporate Scheduled Shutoff (per 9.4.1.1.(i) of ASHRAE 90.1-2016) | Supertech Systems Ltd
GP-2023-02937 | 2023-10-05 | 1678 E 13TH AVENUE, Vancouver, BC V5N 2B8 | Gas Permit | Residential | Tenant Improvement | Completed | Residential - RE & RE FURNACE | 484081 BC LTD
MP-2023-01697 | 2023-09-18 | 228 E 18TH AVENUE #407, Vancouver, BC V5V 1E6 | Mechanical Permit | NULL | NULL | Completed | NULL | One Track Heating & Air Conditioning Inc.
EP-2023-06702 | 2023-07-28 | 228 E 18TH AVENUE #407, Vancouver, BC V5V 1E6 | Electrical Permit | Residential | Renovation | Completed | Installation / Repair - Residential - Install a split air conditioner and heat pump system with 10 KW maximum power consumption for all 1000 sqft townhouse units and 5.5 KW maximum power consumption for the rest of the residential units. The use of this system will allow the decommissioning of the electric baseboard heaters and no control interlocking will be required. | ACS ELECTRICAL LTD
PP-2022-04306 | NULL | 25 GARDEN DRIVE #1, Vancouver, BC V5L 4Z5 | Plumbing Permit | Commercial | Renovation | Withdrawn | Commercial - renovation | MCKIM MECHANICAL
GP-2023-03035 | 2023-10-12 | 2318 DUNDAS STREET, Vancouver, BC V5L 1K1 | Gas Permit | Residential | Renovation | Completed | Residential - Install Combi Boiler | ROMA Heating Ltd
GP-2022-02527 | 2022-08-24 | 1363 GRAVELEY STREET, Vancouver, BC V5L 3A1 | Gas Permit | Residential | Renovation | Completed | Residential - DECOMMISSION AND REMOVE FURNACE Outdoor Heat Pump unit installed on the back of the house. | Ashton Service Group/Ashton Mechanical Ltd.
PP-2023-02754 | 2023-08-02 | 1363 GRAVELEY STREET, Vancouver, BC V5L 3A1 | Plumbing Permit | Residential | Renovation - Dwelling Unit(s) only | Completed | Residential - Re-locate (1) kitchen sink 10 feet from original location >DB: 1363 Graveley St Interior and exterior alterations to provide improvements to the main floor of this existing half duplex (1363 Graveley St) on the site. Scope of work includes reconfiguring the kitchen, upgrades to the powder rooms, removal of the fireplace in the living room, replacing the rear patio door with a window and new flooring and lighting throughout. | D'AMATO PLUMBING & HEATING
EP-2023-07088 | 2023-08-04 | 1363 GRAVELEY STREET, Vancouver, BC V5L 3A1 | Electrical Permit | Residential | Renovation | Completed | Installation / Repair - Residential - Electrical installation for main floor renovation. DB: Interior and exterior alterations to provide improvements to the main floor of this existing half duplex (1363 Graveley St) on the site. Scope of work includes reconfiguring the kitchen, upgrades to the powder rooms, removal of the fireplace in the living room, replacing the rear patio door with a window and new flooring and lighting throughout. | Jonkman Electric Ltd
EP-2023-01970 | 2023-09-15 | 1363 GRAVELEY STREET, Vancouver, BC V5L 3A1 | Electrical Permit | Residential | Renovation | Issued | Installation / Repair - Residential - Added a circuit for a heat pump *GP-2022-02527: Completed ¦ WWOP fee applied | Douglas Millington o/a Moose Electric
EP-2022-04045 | 2022-07-04 | 1363 GRAVELEY STREET, Vancouver, BC V5L 3A1 | Electrical Permit | Commercial | Renovation - Dwelling Unit(s) only | Completed | Installation / Repair - Commercial - Added Heat Pump power 30amps 240v and Level 2 car charger to garage 30amp 240v | Black Water Electric Ltd
GP-2022-00600 | 2022-02-24 | 1625 MCLEAN DRIVE, Vancouver, BC V5L 5E3 | Gas Permit | Residential | Renovation | Completed | Residential - Re&Re Furnace BTU:45.000 | Milani Plumbing Heating & Air Conditioning Ltd
PP-2023-03485 | 2023-10-03 | 1807 NAPIER STREET, Vancouver, BC V5L 2N4 | Plumbing Permit | Residential | Renovation | Completed | Residential - We are upgrading plumbing fixtures in the second floor washroom. Replacing the following plumbing Fixtures, 1-Toilet,1-Tub,1-Lavoratory >BP: Interior alterations to this dwelling unit 1807 Napier Street in this existing MCD (Building 3 -1098 Salsbury Drive) on this site. | Westcoast Waterworks Co Inc.
SP-2023-01957 | 2023-10-30 | 1807 NAPIER STREET, Vancouver, BC V5L 2N4 | Sprinkler Permit | Residential | Renovation | Completed | Residential - Add 1 sprinkler head in hallway >BP: Interior alterations to this dwelling unit 1807 Napier Street in this existing MCD (Building 3 -1098 Salsbury Drive) on this site. | H20 Fire Systems Ltd
EP-2023-08491 | 2023-09-21 | 1807 NAPIER STREET, Vancouver, BC V5L 2N4 | Electrical Permit | Commercial | Renovation - Dwelling Unit(s) only | Completed | Installation / Repair - Commercial - Electrical installation for bathroom renovation, adding pot lights in hallway, moving wires from walls, adding 1 shower pot in bathroom, moving 2 switches and 2 thermostats in wall that are being reconfigured in bedrooms, 9 potlights to be adding in total. >BP: Interior alterations to this dwelling unit 1807 Napier Street in this existing MCD (Building 3 -1098 Salsbury Drive) on this site. OK to process as DTI as per J. Zhang July 13, 2023 | AJ's Electrical Contractors LTD
EP-2023-05231 | 2023-06-16 | 1817 NAPIER STREET, Vancouver, BC V5L 2N4 | Electrical Permit | Commercial | Addition | Completed | Installation / Repair - Commercial - Supply and install (1) 150 120/208V disconnect from the main splitter Supply and install (1) 4C 2/0 ACWU feed from the main switchboard to the new EV Panel location in the electrical room Supply and install (1) 200A Meter base for BC Hydro metering Supply and install (1) 125A 120/208V 3PH 42 cct panel in the electrical room with (4) 2P 60A breakers Supply and install 2" EMT Conduit "Main trunks" down the parking lanes. Run 2" Conduit from the electrical room surface mount on the garage ramp to the parkade Supply and install EMT Conduit "Final runs" to (16) parking stalls, including (1) private parking garage Provide #6 AWG 60A Circuits to each parking stall Supply and install (2) wireless access points Provide conduit for gateways to connect the chargers to the network Engineered signed and sealed drawings included (4) 208V 60-amp circuits intended to power charging stations based on a 4 to 1 power sharing configuration. Ensure wiring is terminated in a junction box within 3m of a parking stall. The system is capable of serving 16 parking spaces , including (1) private garage, with a single port hardwired charging station. Charging stations are not included Amend: Aug 9, 2023 Add service details: 125A 3P 120/208V Service. **Amend 08/17/2023** Correct no service to service | TDR Electric Inc
EP-2022-03236 | 2022-05-10 | 61 E 23RD AVENUE #7, Vancouver, BC V5V 1W8 | Electrical Permit | Commercial | Addition | Completed | Installation / Repair - Commercial - Run wiring for heat pump. -no changes to service. all electric baseboard heat will be removed save for one bathroom heater. | Save On Electrical Ltd
MP-2022-00740 | 2022-12-23 | 61 E 23RD AVENUE #3, Vancouver, BC V5V 1W8 | Mechanical Permit | NULL | NULL | Completed | NULL | Tidal Mechanical Ltd
EP-2022-07006 | 2022-08-24 | 61 E 23RD AVENUE #3, Vancouver, BC V5V 1W8 | Electrical Permit | Commercial | Renovation - Dwelling Unit(s) only | Completed | Installation / Repair - Commercial - #3-61 E 23rd Ave - Kitchen renovation. Addition of LED panel lights throughout. Add rough in disconnect for heat pump (repurpose 30A baseboard heat circuit) addition of smoke/ co alarms throughout. Update all ceiling mount fixtures, receptacles & switches. >BP: Interior alterations to renovate the townhouse unit #3 of this existing multiple dwelling building. Scope of Work: Remove and replace Kitchen cabinets, floor and wall finishes, installation of a heat pump, lighting, and re-model of the current wood-burning fireplace. AMEND: FEB 13/2023 Attached the load calculation required and the client has ordered the EVEMS. | SEAN CHYSYK O/A HYCREST ELECTRICAL
GP-2022-02447 | 2022-08-18 | 61 E 23RD AVENUE #3, Vancouver, BC V5V 1W8 | Gas Permit | Residential | Renovation | Completed | Residential - kitchen reno -moving stove | Tidal Mechanical Ltd
PP-2022-02896 | 2022-08-19 | 61 E 23RD AVENUE #3, Vancouver, BC V5V 1W8 | Plumbing Permit | Residential | Renovation | Completed | Residential - kitchen reovation. re and re sink re and re a dishwasher adding water line for fridge >BP: #3-61 E 23rd Avenue Interior alterations to renovate the townhouse unit #3 of this existing multiple dwelling building. Scope of Work: Remove and replace Kitchen cabinets, floor and wall finishes, installation of a heat pump, lighting, and re-model of the current wood-burning fireplace. >>>Amend: Oct. 14 -Adding a 3 pc bathroom and moving the laundry upstairs 1 lav 1 toilet 1 tub 1- clothes washer >>associated BP has been revised with the following: 1. Relocation of laundry closet and non-loadbearing walls 2. Conversion of bedroom closet to shared 3-piece bathroom 3. Addition of closet to bedroom 4. Removing access from hallway to ensuite bathroom 5. Construction of bulkhead around new plumbing on first floor | Tidal Mechanical Ltd
EP-2022-09067 | NULL | 61 E 23RD AVENUE #3, Vancouver, BC V5V 1W8 | Electrical Permit | Residential | Renovation | Withdrawn | Installation / Repair - Residential - Renovate new 2nd fl 3 piece bathroom. Add EV car charger & energy management system | SEAN CHYSYK O/A HYCREST ELECTRICAL
EP-2022-03237 | 2022-05-10 | 61 E 23RD AVENUE #4, Vancouver, BC V5V 1W8 | Electrical Permit | Commercial | Addition | Completed | Installation / Repair - Commercial - Run wiring for heat pump. -Service is not affected. All existing electric heating except for upstairs bathroom will be removed. | Save On Electrical Ltd
EP-2022-09079 | 2022-10-26 | 1516 E 1ST AVENUE #303, Vancouver, BC V5N 1A5 | Electrical Permit | Commercial | Tenant Improvement | Completed | Installation / Repair - Commercial - MP-2022-00472 (Issued) Building permit not required Electrical install of heat pump No change to existing service | Moore And Russell Heating And Air Conditioning Ltd
MP-2022-00472 | 2022-10-25 | 1516 E 1ST AVENUE #303, Vancouver, BC V5N 1A5 | Mechanical Permit | NULL | NULL | Completed | NULL | Moore And Russell Heating And Air Conditioning Ltd
EP-2022-05612 | NULL | 1510 E 3RD AVENUE #3, Vancouver, BC V5N 1G9 | Electrical Permit | Residential | Renovation - Dwelling Unit(s) only | Withdrawn | Installation / Repair - Residential - Moving plugs, adding a 20a plug fireplace, moving t stat, moving coaxal, adding a tv plug above fireplace, adding a office plug to the left of the fireplace. Moving data and adding a modem plug. Adding a plug on back side of kitchen wall. Removing the garb plug. | Ryan J P Lundquist
EP-2023-10526 | 2023-11-22 | 1549 KITCHENER STREET #405, Vancouver, BC V5L 2V8 | Electrical Permit | Commercial | Renovation - Dwelling Unit(s) only | Completed | Installation / Repair - Commercial - Pigtailing of aluminum wiring in suite. Other repairs or upgrades to the suites including changing lighting, bathroom fan, and electrical panel. No work in fire separations. | Root 3 Electric Ltd
GP-2022-02712 | 2022-09-12 | 2046 E 2ND AVENUE, Vancouver, BC V5N 1E7 | Gas Permit | Residential | Renovation | Completed | Residential - RE AND RE 1 GAS FIREPLACE / BASIC UP AND OUT THE WALL | The LM Fireplace Warehouse Ltd.
GP-2022-04053 | 2022-12-19 | 2050 E 2ND AVENUE, Vancouver, BC V5N 1E7 | Gas Permit | Residential | Renovation | Completed | Residential - Re&re boiler | Milani Plumbing Heating & Air Conditioning Ltd
GP-2022-04036 | 2022-12-16 | 2054 E 2ND AVENUE, Vancouver, BC V5N 1E7 | Gas Permit | Residential | Renovation | Completed | Residential - Re&re boiler | Milani Plumbing Heating & Air Conditioning Ltd
GP-2023-00260 | 2023-01-23 | 1541 E 11TH AVENUE, Vancouver, BC V5N 1Y8 | Gas Permit | Residential | New | Completed | Residential - RE N RE - The old boiler system was an 80,000 BTU super hot over 15 years old and replaced with a combi boiler system. | Truth Plumbing & HVAC Ltd
EP-2022-00523 | 2022-01-26 | 3218 ONTARIO STREET #205, Vancouver, BC V5V 3E5 | Electrical Permit | Residential | Renovation | Completed | Installation / Repair - Residential - Change light fixture in living room. Add plug for TV, add plug for bidet | Andrew Azar
EP-2023-06371 | 2023-07-31 | 1764 GRAVELEY STREET, Vancouver, BC V5L 3B1 | Electrical Permit | Residential | Addition | Completed | Installation / Repair - Residential - New dedicated MOCP 35A, 240V circuit for new heat pump. Install cable, disconnect, wet fittings and make connection. MP-2023-01271 | KOVAC ELECTRICAL GROUP LTD.
NULL | NULL | 1764 GRAVELEY STREET, Vancouver, BC V5L 3B1 | Gas Permit | Residential | Renovation - Dwelling Unit(s) only | Withdrawn | Residential - tankless replacement | Central Commercial & Residential Services
MP-2023-01271 | 2023-07-11 | 1764 GRAVELEY STREET, Vancouver, BC V5L 3B1 | Mechanical Permit | NULL | NULL | Completed | NULL | Central Commercial & Residential Services
GP-2023-02692 | 2023-09-13 | 1764 GRAVELEY STREET, Vancouver, BC V5L 3B1 | Gas Permit | Residential | Renovation - Dwelling Unit(s) only | Completed | Residential - tankless water heater replacement | Central Commercial & Residential Services
EP-2024-00329 | 2024-01-18 | 1928 E 11TH AVENUE #302, Vancouver, BC V5N 1Z2 | Electrical Permit | Residential | Renovation | Issued | Installation / Repair - Residential - Relocating one switch and one outlet, moving one outlet in the Kitchen, installing undercabinet lights.No alterations to fire sepration or building work associated with this work. Thank you | Rightway Electric Inc
PP-2024-00168 | 2024-01-25 | 1928 E 11TH AVENUE #302, Vancouver, BC V5N 1Z2 | Plumbing Permit | Commercial | Renovation - Dwelling Unit(s) only | Issued | Commercial - UNIT #302 - Kitchen renovation >BP: #302 Interior alterations to provide improvements to dwelling unit #302 on the 3rd floor of this multiple dwelling building on this site. | Drips & Drains Plumbing and Heating Ltd
EP-2023-06694 | 2023-07-28 | 225 E 19TH AVENUE #402, Vancouver, BC V5V 1J3 | Electrical Permit | Residential | Renovation | Completed | Installation / Repair - Residential - Install heat pump: Split air conditioner and heat pump system with 10 KW maximum power consumption for all 1000 sqft townhouse units and 5.5 KW maximum power consumption for the rest of the residential units. The use of this system will allow the decommissioning of the electric baseboard heaters and no control interlocking will be required. | ACS ELECTRICAL LTD
MP-2023-01473 | 2023-08-10 | 225 E 19TH AVENUE #402, Vancouver, BC V5V 1J3 | Mechanical Permit | NULL | NULL | Completed | NULL | One Track Heating & Air Conditioning Inc.
MP-2023-01471 | 2023-08-10 | 225 E 19TH AVENUE #401, Vancouver, BC V5V 1J3 | Mechanical Permit | NULL | NULL | Completed | NULL | One Track Heating & Air Conditioning Inc.
EP-2023-06693 | 2023-07-28 | 225 E 19TH AVENUE #401, Vancouver, BC V5V 1J3 | Electrical Permit | Residential | Renovation | Completed | Installation / Repair - Residential - Install heat pump: Split air conditioner and heat pump system with 10 KW maximum power consumption for all 1000 sqft townhouse units and 5.5 KW maximum power consumption for the rest of the residential units. The use of this system will allow the decommissioning of the electric baseboard heaters and no control interlocking will be required. | ACS ELECTRICAL LTD
EP-2023-06695 | 2023-07-28 | 225 E 19TH AVENUE #404, Vancouver, BC V5V 1J3 | Electrical Permit | Commercial | Renovation | Completed | Installation / Repair - Commercial - install heat pump and upgrade panel from obsolete Federal Pioneer Install heat pump: Split air conditioner and heat pump system with 10 KW maximum power consumption for all 1000 sqft townhouse units and 5.5 KW maximum power consumption for the rest of the residential units. The use of this system will allow the decommissioning of the electric baseboard heaters and no control interlocking will be required. | ACS ELECTRICAL LTD
MP-2023-01452 | 2023-08-08 | 225 E 19TH AVENUE #404, Vancouver, BC V5V 1J3 | Mechanical Permit | NULL | NULL | Completed | NULL | One Track Heating & Air Conditioning Inc.
EP-2023-07612 | 2023-08-28 | 225 E 19TH AVENUE #404, Vancouver, BC V5V 1J3 | Electrical Permit | Residential | Addition | Completed | Installation / Repair - Residential - - Install 4 LED disk downlights in dining room to new switch. - Install 5 LED disk downlights in kitchen, using existing switch and removing surface light fixture. - Remove and replace surface mount fixtures from hallway with LED disk downlighting, using the existing wiring. - fish wires for undercabinet lighting and install undercabinet lighting using existing (garburator removed) circuit and existing switch. | SHELDON LAVIOLETTE DBA ARCTECH ELECTRIC
MP-2023-01454 | 2023-08-08 | 228 E 18TH AVENUE #102, Vancouver, BC V5V 1E6 | Mechanical Permit | NULL | NULL | Completed | NULL | One Track Heating & Air Conditioning Inc.
EP-2023-06696 | 2023-07-28 | 228 E 18TH AVENUE #102, Vancouver, BC V5V 1E6 | Electrical Permit | Commercial | Renovation | Completed | Installation / Repair - Commercial - Install heat pump: Split air conditioner and heat pump system with 10 KW maximum power consumption for all 1000 sqft townhouse units and 5.5 KW maximum power consumption for the rest of the residential units. The use of this system will allow the decommissioning of the electric baseboard heaters and no control interlocking will be required. | ACS ELECTRICAL LTD
GP-2022-00879 | 2022-03-21 | 268 E 16TH AVENUE, Vancouver, BC V5T 2T4 | Gas Permit | Residential | Renovation | Completed | Residential - Re&Re Tankless water heater BTU: 199.000 | Milani Plumbing Heating & Air Conditioning Ltd
EP-2022-05636 | 2022-07-05 | 268 E 16TH AVENUE, Vancouver, BC V5T 2T4 | Electrical Permit | Residential | Renovation | Completed | Installation / Repair - Residential - Electrical supply for Mitsubishi GL Series Dsplit. Note: a mechanical permit is required. | Milani Electric Limited
GP-2023-00158 | 2023-01-13 | 278 E 16TH AVENUE, Vancouver, BC V5T 2T4 | Gas Permit | Residential | Renovation | Completed | Residential - Re&re Tankless water heater | Milani Plumbing Heating & Air Conditioning Ltd
EP-2022-10642 | 2023-01-09 | 278 E 16TH AVENUE, Vancouver, BC V5T 2T4 | Electrical Permit | Residential | Renovation | Completed | Installation / Repair - Residential - Electrical supply for Dsplit RE: MP-2022-00723 | Milani Electric Limited
MP-2022-00723 | 2022-12-16 | 278 E 16TH AVENUE, Vancouver, BC V5T 2T4 | Mechanical Permit | NULL | NULL | Completed | NULL | Milani Electric Limited
EP-2023-09146 | 2023-10-24 | 280 E 16TH AVENUE, Vancouver, BC V5T 2T4 | Electrical Permit | Residential | Renovation | Completed | Installation / Repair - Residential - Install EV charger 30 amp circuit | Nelcan Electric Ltd
GP-2023-03762 | 2023-11-28 | 1980 E 5TH AVENUE, Vancouver, BC V5N 1M2 | Gas Permit | Residential | Renovation | Completed | Residential - RE&Re hot water tank | Milani Plumbing Heating & Air Conditioning Ltd
GP-2023-03349 | 2023-11-02 | 2073 PARKER STREET, Vancouver, BC V5L 2L4 | Gas Permit | Residential | Renovation | Completed | Residential - basement | Hillcrest Plumbing & Heating (1991) Ltd
GP-2022-00278 | 2022-01-31 | 1768 KITCHENER STREET, Vancouver, BC V5L 2W3 | Gas Permit | Residential | Renovation | Completed | Residential - Install one natural gas fireplace | Vancouver Gas Fireplaces Ltd
EP-2022-02531 | 2022-04-07 | 2146 PARKER STREET, Vancouver, BC V5L 2L7 | Electrical Permit | Residential | Addition | Completed | Installation / Repair - Residential - EV Charger Installation -Supply and install 8 3 loomex from the panel through the crawl space -Supply and install 8 3 teck in the trench (dug by coastal utilities), splice cables in the crawl space -Sleeve teck cable in PVC for mechanical protection -Install Flo G5 charger -Install 40A FPE Breaker -Turn on and test | TDR Electric Inc
GP-2023-02448 | 2023-08-21 | 1831 E 7TH AVENUE, Vancouver, BC V5N 1S1 | Gas Permit | Residential | Renovation | Completed | Residential - Re & Re Boiler | Milani Plumbing Heating & Air Conditioning Ltd
MP-2023-01620 | 2023-09-05 | 1831 E 7TH AVENUE, Vancouver, BC V5N 1S1 | Mechanical Permit | NULL | NULL | Completed | NULL | Milani Plumbing Heating & Air Conditioning Ltd
EP-2023-08042 | 2023-09-21 | 1831 E 7TH AVENUE, Vancouver, BC V5N 1S1 | Electrical Permit | Commercial | Renovation | Issued | Installation / Repair - Commercial - ¦ 2FD/ DSPLIT ¦ Electrical supply for Dsplit the indoor unit is not being fed from any dedicated branch circuit *MP-2023-01620: Issued (Heating and Cooling) | Milani Electric Limited
GP-2022-01643 | 2022-05-30 | 1833 E 7TH AVENUE, Vancouver, BC V5N 1S1 | Gas Permit | Residential | Renovation | Completed | Residential - Re&Re boiler BTU 90.000 | Milani Plumbing Heating & Air Conditioning Ltd
GP-2022-03029 | 2022-10-05 | 1528 KITCHENER STREET, Vancouver, BC V5L 2V9 | Gas Permit | Residential | Renovation | Completed | Residential - Re &re hot water tank (BTU 40.000) | Milani Plumbing Heating & Air Conditioning Ltd
GP-2023-03998 | 2023-12-12 | 1530 KITCHENER STREET, Vancouver, BC V5L 2V9 | Gas Permit | Residential | Renovation | Completed | Residential - replace hot water tank | Hillcrest Plumbing & Heating (1991) Ltd
PP-2022-03796 | 2022-10-24 | 608 SALSBURY DRIVE #B, Vancouver, BC V5L 3Z9 | Plumbing Permit | Commercial | Renovation - Dwelling Unit(s) only | Completed | Commercial - Renovation of second and third floor bathrooms. relocating automatic washer >BP: 608 Salsbury Drive Interior alterations to renovate the unit B of this existing Multiple Dwelling Conversion (two dwelling units). Scope of work includes: Downstairs bathroom - Swap locations of vanity and shower, move toilet 6 inches North to accommodate new shower. - Move electrical outlet in bathroom from West wall to East wall. - Increase the bathroom door width from 24" to 28" Kitchen - Remove portion of partition at North end of kitchen, add half width counter in existing washer/dryer location. Upstairs bathroom - Move bathtub, toilet, and sink 30" West. Adjust vent stack as required. Add water line and drain for washer. - Move outlets to the new sink location. Add wiring for dryer, relocate light switches and fixtures in the bathroom. | Cameron Bruce Brown
EP-2022-09128 | 2022-10-27 | 608 SALSBURY DRIVE #B, Vancouver, BC V5L 3Z9 | Electrical Permit | Residential | Renovation | Completed | Installation / Repair - Residential - UNIT #B - relocation of existing 220v 30amp dryer circuit >BP: 608 Salsbury Drive Interior alterations to renovate the unit B of this existing Multiple Dwelling Conversion (two dwelling units). Scope of work includes: Downstairs bathroom - Swap locations of vanity and shower, move toilet 6 inches North to accommodate new shower. - Move electrical outlet in bathroom from West wall to East wall. - Increase the bathroom door width from 24" to 28" Kitchen - Remove portion of partition at North end of kitchen, add half width counter in existing washer/dryer location. Upstairs bathroom - Move bathtub, toilet, and sink 30" West. Adjust vent stack as required. Add water line and drain for washer. - Move outlets to the new sink location. Add wiring for dryer, relocate light switches and fixtures in the bathroom. Amend: Jan 11, 2023 Bathroom renovation - relocation of outlets and lights It increased to $800 | Kato Electrical Inc
PP-2022-00271 | 2022-01-28 | 1639 KITCHENER STREET, Vancouver, BC V5L 2W1 | Plumbing Permit | Residential | Renovation | Completed | Residential - Removal of existing Poly-b and installation of new PEX | Moe's Plumbing and Heating Inc
PP-2022-00270 | 2022-01-28 | 1637 KITCHENER STREET, Vancouver, BC V5L 2W1 | Plumbing Permit | Residential | Renovation | Completed | Residential - Removal of existing poly-b and installation of PEX | Moe's Plumbing and Heating Inc
EP-2022-10007 | 2022-11-28 | 1632 GRANT STREET, Vancouver, BC V5L 2Y5 | Electrical Permit | Residential | Tenant Improvement | Completed | Installation / Repair - Residential - Add 2 pole 40 amp breaker and run new line (8/3) for new induction cooktop. Wire to be run on outside of building in Teck Cable. -Just surface mounting with teck cable. No building permit needed. | Voltz Electric Ltd
EP-2024-00465 | 2024-01-26 | 1642 GRANT STREET, Vancouver, BC V5L 2Y5 | Electrical Permit | Residential | Renovation | Issued | Installation / Repair - Residential - Remove existing Federal Pioneer 100a panel, replace with new 100a main breaker panel. Install wiring to accommodate new kitchen cabinets and electric range. New pot lights in kitchen/dining area (lighting less than 50%). | Terminal City Electric Ltd
EP-2022-00871 | 2022-02-07 | 1516 CHARLES STREET #105, Vancouver, BC V5L 2T1 | Electrical Permit | Commercial | Renovation - Dwelling Unit(s) only | Completed | Installation / Repair - Commercial - Repair and bring work up to code, the previous electrical contractor did the work without a permit. Client is now hiring Lucid Projects to complete the Finishing stage and repair anything the inspector request. Provide Fire Rated protection for LED pot lights. Update Panel directory. Install single receptacle for microwave, and mechanically protect cable. Replace Smoke detector. (CF-2022-001086) | Lucid Projects Inc
GP-2023-03519 | 2023-11-27 | 3289 FLEMING STREET, Vancouver, BC V5N 3V6 | Gas Permit | Residential | Tenant Improvement | Issued | Residential - Removed the old Tank And Installed Rinnai Tankless | Arconesh Mechanical
EP-2021-07004 | 2022-02-04 | 1585 E 4TH AVENUE #206, Vancouver, BC V5N 1J7 | Electrical Permit | Commercial | Renovation - Dwelling Unit(s) only | Completed | Installation / Repair - Commercial - Panel replacement in same location, pot lights wiring, and installation, kitchen circuits relocation. **Amendment Feb 4, 2022** replace aluminum wiring with copper instead of doing cooper pigtail repair **Amendment Feb 7, 2022** Two speakers cable installation >BP: #206 Interior alterations only to provide upgrades to this existing residential dwelling unit on the 2nd Floor at this existing multiple dwelling building on this site. Scope of work includes: remove existing closet walls to accommodate for built ins, re&re drywall ceiling with new insulation, new kitchen millwork, flooring/finishes, potlights/electrical and radiator heating upgrades throughout The services of a Structural Engineer may be required, based upon site inspection by the District Building Inspector. E2 - Appliances - Upgrade to an Energuide/Energy Star appliance (fridge; dishwasher) E2 - Appliances - Upgrade to an Energuide/Energy Star appliance (washer; dryer) OK For Field Review per Kim V - Dec 14/21 | Wirechief Electric Ltd
EP-2022-02549 | 2022-03-30 | 1585 E 4TH AVENUE #301, Vancouver, BC V5N 1J7 | Electrical Permit | Residential | Renovation - Dwelling Unit(s) only | Completed | Installation / Repair - Residential - Renovations - adding new pot lights in living room, bedroom, New peninsula counter plug (power taken from existing circuit) transitioning aluminum to copper at device boxes where required, >BP: #301 - Floor 3 Interior alterations to provide improvements to this unit (301) in this existing multiple dwelling building on this site. Scope of work: Deconstruct half of kitchen wall. Construct Flex space wall and glass doors. Finishing throughout. L2 - Appliances - Upgrade to an Energuide/Energy Star appliance (fridge; dishwasher) | Optimal Electrical Ltd
PP-2023-00647 | NULL | 1450 E 7TH AVENUE #312, Vancouver, BC V5N 1R8 | Plumbing Permit | Commercial | Renovation | Application Incomplete | Commercial - Replace exiting toilet, tub, and basin. | Unique Plumbing Ltd
EP-2023-01325 | 2023-02-16 | 1450 E 7TH AVENUE #312, Vancouver, BC V5N 1R8 | Electrical Permit | Residential | Renovation - Dwelling Unit(s) only | Completed | Installation / Repair - Residential - Bathroom Renovations, including; Install (4) pot lights with switching. New GFI receptacle for vanity. Replace bath fan, new lighting and controls. NO BUILDING WORK PROPOSED | Wespac Electrical Contractor Ltd
GP-2023-01654 | 2023-05-25 | 2133 DUNDAS STREET #401, Vancouver, BC V5L 1J7 | Gas Permit | Residential | Addition | Cancelled | Residential - Re and re fireplace | Star Heating and Cooling Ltd.
PP-2022-00519 | 2022-03-03 | 2211 WALL STREET #105, Vancouver, BC V5L 1G4 | Plumbing Permit | Commercial | Renovation - Dwelling Unit(s) only | Completed | Commercial - SUITE #105 - Re-pipe of suite from poly b to pex, bathroom an kitchen remodel | Williams, Brett DBA Pacific Evergreen Mechanical
EP-2022-01111 | 2022-02-11 | 2211 WALL STREET #105, Vancouver, BC V5L 1G4 | Electrical Permit | Commercial | Renovation - Dwelling Unit(s) only | Completed | Installation / Repair - Commercial - #105 Install new LED pot lights in the apartment, move outlets and switches. -Living room, kitchen, bathroom. | Open Electrical Solutions Inc
NULL | NULL | 2823 VICTORIA DRIVE, Vancouver, BC V5N 4L5 | Mechanical Permit | NULL | NULL | Draft | NULL | CRONA MANAGEMENT INC
EP-2024-00200 | 2024-01-18 | 1615 FRANCES STREET #212, Vancouver, BC V5L 1Z3 | Electrical Permit | Commercial | Renovation - Dwelling Unit(s) only | Issued | Installation / Repair - Commercial - Kitchen Renovation. Add some lighting and run some power to update 3 KCP’s. Remove the garburator wiring and move the fridge plug. Changing some light fixtures. | Mike Schembri O/A MLS Electric
EP-2023-01557 | 2023-02-23 | 1864 FRANCES STREET #406, Vancouver, BC V5L 1Z7 | Electrical Permit | Residential | Renovation | Completed | Installation / Repair - Residential - Adding outlets, 4 pot lights & island light >BP: Interior alterations to provide improvements to dwelling unit #406 on the 4th floor of this multiple dwelling building on this site. Work to remove a portion of wall and replace with a beam. E2 - Appliances - Upgrade to an Energuide/Energy Star appliance (fridge; dishwasher) OK for DTI per W. Wong December 14, 2022 | Gestec Electric Ltd
EP-2021-09558 | 2022-01-04 | 1420 E 8TH AVENUE #208, Vancouver, BC V5N 1T4 | Electrical Permit | Commercial | Renovation - Dwelling Unit(s) only | Completed | Installation / Repair - Commercial - 1 bedroom apartment Renovation. New devices and lighting fixtures. Update Kitchen and bath. >BP: #208 Interior alterations to replace kitchen and bathroom cabinets and to add recessed lights to the ceiling of this existing dwelling unit #208 in this existing multiple dwelling building on site. Ok For Field Review per DBI, Dan Honan - Nov 16/21 Notes: 1. Building Inspector to determine Structural Engineer required 2. Building inspector to determine on site if a separate sprinkler permit is required/ Not req'd as per DBI. | Lucid Projects Inc
PP-2022-00025 | 2023-07-12 | 1420 E 8TH AVENUE #208, Vancouver, BC V5N 1T4 | Plumbing Permit | Commercial | Renovation | Completed | Commercial - removing of old bathtub and shower valve and installing new bathtub and shower valve #208 Interior alterations to replace kitchen and bathroom cabinets and to add recessed lights to the ceiling of this existing dwelling unit #208 in this existing multiple dwelling building on site. | BPH Mechanical Systems Ltd.
PP-2023-01711 | 2023-05-16 | 1968 E 6TH AVENUE, Vancouver, BC V5N 1P7 | Plumbing Permit | Residential | Renovation | Completed | Residential - Relocation and re-re for main floor fixtures. >BP: Exterior and Interior alterations to provide residential improvements to the Front Unit Dwelling Unit at 1968 E 6th Avenue at this existing Two Family Dwelling Building on this site. Scope of work: Rearrangement of walls on ground floor level in Entry, Powder Room, and Dining Room with framing work to support it. | Fili Plumbing Ltd
EP-2022-09302 | 2022-11-28 | 1968 E 6TH AVENUE, Vancouver, BC V5N 1P7 | Electrical Permit | Residential | Renovation | Completed | Installation / Repair - Residential - Main floor reno: Kitchen: New pot lights, strip lighting, fixture and switches. New 20A GFCI counter plugs from panel. Arc fault microwave. Move Fridge, dw, range. Dining/Living room: Pot lights, strip lighting, dining light, add new arc fault circuit for plug desk area. Bathroom: Pot lights, switches, fan, GFCI receptacle. *Wiring for indoor boiler and outdoor unit from panel. *200A service upgrade/Panel. *New 400A Dual Meterbase and mast, new ground plate Exterior and Interior alterations to provide residential improvements to the Front Unit Dwelling Unit at 1968 E 6th Avenue at this existing Two Family Dwelling Building on this site. Scope of work: Rearrangement of walls on ground floor level in Entry, Powder Room, and Dining Room with framing work to support it. ** Amend 11/30/2022** to change wording for the "outdoor unit" to outdoor Condsensing Unit *Mar 21, 2023 Amendment: Removal of scope: service upgrade/panel, boiler and outdoor condensing unit. Client no longer upgrading keeping existing gas heating/wate | Hot Electric Inc.
EP-2023-10159 | 2023-11-22 | 1549 KITCHENER STREET #301, Vancouver, BC V5L 2V8 | Electrical Permit | Commercial | Renovation - Dwelling Unit(s) only | Completed | Installation / Repair - Commercial - Kitchen renovation, led retrofit lights throughout kitchen and dinning area/ replace bathroom fan >BP: Interior alterations to provide improvements to the kitchen in dwelling unit #301 on the 3rd floor of this multiple dwelling building on this site. OK for DTI per W. Wong October 31, 2023 | Stephane Roy
PP-2023-04065 | 2023-11-20 | 1549 KITCHENER STREET #301, Vancouver, BC V5L 2V8 | Plumbing Permit | Commercial | Renovation | Completed | Commercial - installation of a new tub and shower valve >BP: #301 Interior alterations to provide improvements to the kitchen in dwelling unit #301 on the 3rd floor of this multiple dwelling building on this site. | G2 Mechanical Ltd
GP-2023-03500 | NULL | 1928 E 11TH AVENUE #201, Vancouver, BC V5N 1Z2 | Gas Permit | Residential | Renovation | Application Incomplete | Residential - Hot water tank replacement | Angels Heating & Cooling Ltd
GP-2022-00396 | 2022-02-07 | 1807 E 6TH AVENUE, Vancouver, BC V5N 1P4 | Gas Permit | Residential | Renovation | Completed | Residential - Hot water tank replacement | Reid Brothers Plumbing & Heating Ltd
GP-2022-01106 | 2022-04-11 | 1816 E 6TH AVENUE, Vancouver, BC V5N 1P5 | Gas Permit | Residential | New | Completed | Residential - Gas fireplace installation | 496302 BC Ltd
EP-2022-04939 | 2022-06-13 | 2333 TRIUMPH STREET #307, Vancouver, BC V5L 1L4 | Electrical Permit | Commercial | Renovation - Dwelling Unit(s) only | Completed | Installation / Repair - Commercial - Kitchen and bathroom renovation: wire/relocate appliance and kitchen circuits as necessary, relocate bath lights/fan. Re&re electrical panel. >BP: Interior alterations to provide improvements to the dwelling unit on the 3rd floor (#307) in this existing multiple dwelling building on this site. Scope of work: Kitchen and bathroom renovations including removal of a wall for open floorplan into kitchen. Remove and replace plumbing fixtures in bathroom & millwork. E2 - Appliances - Upgrade to Energuide/Energy Star appliances (fridge,dishwasher) Energy checklist is currently no longer required with your Building Permit (BP) application. Some supporting documents are still required at BP stage, specifically Envelope and HVAC, if applicable. Service Water Heating and Lighting supporting documents, if applicable, must be submitted with your related trades permits (e.g. electrical and plumbing). All energy upgrades will be checked during inspections stage. It is the applicant’s responsibility to identify and note all required upgrades including energy upgrades on their BP drawings at BP stage. | Fairley Electric Ltd
EP-2023-02324 | 2023-03-24 | 2333 TRIUMPH STREET #308, Vancouver, BC V5L 1L4 | Electrical Permit | Commercial | Renovation - Dwelling Unit(s) only | Issued | Installation / Repair - Commercial - Wire for new kitchen counter receptacles, relocate appliances as needed, wire for under cabinet lighting. Re&re panel and breakers. >BP: #308 Interior alterations to provide tenant improvements to suite 308 on the 3rd floor of the existing multiple dwelling unit building on this site. Scope of work includes kitchen remodeling, upgrade to electrical panel, washroom work and new finishes. | Fairley Electric Ltd
NULL | NULL | 1577 GRAVELEY STREET, Vancouver, BC V5L 3A5 | Gas Permit | Commercial | Renovation | Withdrawn | Commercial - Replace existing water heater and boiler with high efficiency tankless combination boiler | NULL
NULL | NULL | 1577 GRAVELEY STREET, Vancouver, BC V5L 3A5 | Gas Permit | NULL | Renovation | Withdrawn | - Replace low efficiency boiler with tankless high efficiency boiler | NULL
EP-2023-06940 | 2023-08-03 | 2226 KINGSWAY, Vancouver, BC V5N 2T7 | Electrical Permit | Commercial | Renovation | Issued | Installation / Repair - Commercial - Safety Check. Check the existing installation of electrical equipment to ensure electrical safety. Feeder upgrade check ups. Existing feeder is 3P100A, 120/208v. No new installation. Nothing but feeder check ups. -CF-2023-008315 | Ling-Tec Electrical Service Ltd
EP-2022-03165 | 2022-04-26 | 2228 KINGSWAY, Vancouver, BC V5N 2T7 | Electrical Permit | Commercial | Renovation | Completed | Installation / Repair - Commercial - To continue work started by others (EP-2020-05161: expired) Continue the previous work Service upgrade to 200A. | Ling-Tec Electrical Service Ltd
EP-2023-11022 | 2023-12-19 | 3588 CROWLEY DRIVE #802, Vancouver, BC V5R 6H3 | Electrical Permit | Commercial | Addition | Completed | Installation / Repair - Commercial - install two pot light at the kitchen, install totally two pot light at two bathroom, install electrical outlet at each side of the new island,It’s a concrete structure building, the new light fixtures will be install inside the drop ceiling. No work between floors or unit share walls or any fire seperations. | LK Electrical LTD
EP-2023-03609 | 2023-05-01 | 3583 CROWLEY DRIVE #408, Vancouver, BC V5R 6G1 | Electrical Permit | Commercial | Renovation - Dwelling Unit(s) only | Issued | Installation / Repair - Commercial - Replace existing light to LED recessed light in hall way Add LED recessed light in kitchen and living room | BC Highlight Electric Corp
NULL | NULL | 3583 CROWLEY DRIVE #408, Vancouver, BC V5R 6G1 | Electrical Permit | Commercial | Renovation | Withdrawn | Installation / Repair - Commercial - Install LED recessed light in kitchen , living room and hall way Relocate dining light | BC Highlight Electric Corp
SP-2022-00297 | 2022-03-08 | 4979 DUCHESS STREET, Vancouver, BC V5R 6E5 | Sprinkler Permit | Commercial | Tenant Improvement | Completed | Commercial - Add 7 new heads Interior alterations to provide improvements for this existing Healthcare Office on the ground floor in this existing mixed-use building. Scope to include: re&re interior partition walls to accommodate new layout with 2 new treatment rooms and a universal washroom, millwork, electrical, plumbing, lighting throughout Tenant: Revere Physio Contractor: Yoshiaki Hiraoka Modifications, alterations or removal of structural/ load-bearing walls are not permitted per strata letter *****This application does not include any of the following: 1. Not more than 20 sprinklers (add, relocate, or remove), 2. hydraulic calculations, 3. change in occupancy and /or hazard classification, 4. warehouse storage arrangements, 5. mobile compact storage arrangements, 6. alternative solutions, 7. changes to the sprinkler system supply piping (e.g. valves, mains, cross-mains, branch-lines, etc.), or 8. flexible sprinkler pipe. | Phoenix Fire Prevention Inc
EP-2022-03648 | 2022-05-05 | 4979 DUCHESS STREET, Vancouver, BC V5R 6E5 | Electrical Permit | Commercial | Renovation | Completed | Installation / Repair - Commercial - Alarm system upgrade >BP: Interior alterations to provide improvements for this existing Healthcare Office on the ground floor in this existing mixed-use building. Scope to include: re&re interior partition walls to accommodate new layout with 2 new treatment rooms and a universal washroom, millwork, electrical, plumbing, lighting throughout Tenant: Revere Physio Contractor: Yoshiaki Hiraoka Modifications, alterations or removal of structural/ load-bearing walls are not permitted per strata letter E2 - HVAC - Clean and Balance all Air Systems (per 6.7.2.3.2 of ASHRAE 90.1-2016) Ok for field review per N. Jalalkamali Oct 13/21 | Riser Industries Inc
EP-2022-01137 | 2022-03-08 | 4979 DUCHESS STREET, Vancouver, BC V5R 6E5 | Electrical Permit | Commercial | Tenant Improvement | Completed | Installation / Repair - Commercial - -This is a custom renovation without a lighting plan >BP: Interior alterations to provide improvements for this existing Healthcare Office on the ground floor in this existing mixed-use building. Scope to include: re&re interior partition walls to accommodate new layout with 2 new treatment rooms and a universal washroom, millwork, electrical, plumbing, lighting throughout Tenant: Revere Physio Contractor: Yoshiaki Hiraoka Modifications, alterations or removal of structural/ load-bearing walls are not permitted per strata letter MAR 9/2022 ADD LIGHTING AND NEW CIRCUITS FOR ELECTRICAL REMOVE WASHER /DRYER | BC Smart Homes Ltd
PP-2022-00537 | 2022-02-16 | 4979 DUCHESS STREET, Vancouver, BC V5R 6E5 | Plumbing Permit | Commercial | Tenant Improvement | Cancelled | Commercial - install washing machine Interior alterations to provide improvements for this existing Healthcare Office on the ground floor in this existing mixed-use building. Scope to include: re&re interior partition walls to accommodate new layout with 2 new treatment rooms and a universal washroom, millwork, electrical, plumbing, lighting throughout | PACE PLUMBING & HEATING LTD.
PP-2023-00020 | 2023-01-05 | 3668 RAE AVENUE #104, Vancouver, BC V5R 6A7 | Plumbing Permit | Residential | Renovation - Dwelling Unit(s) only | Completed | Residential - Unit # 104: 3 sinks and faucets 1 dishwasher 1 HWT 2 toilets 1 washer/dryer >BP: Interior alterations to address water damage on the first floor unit #104 at this existing multiple dwelling building on this site. Scope of work includes ceiling /floors/ walls in the kitchen washroom, bedrooms, living room and hall. | Cobing Building Solutions Ltd
PP-2023-00019 | 2023-06-08 | 3668 RAE AVENUE #106, Vancouver, BC V5R 6A7 | Plumbing Permit | Residential | Renovation - Dwelling Unit(s) only | Completed | Residential - Unit # 106: 2 sinks and faucets 1 washer/dryer 1 toilet >BP: Unit #106 Interior alterations to address water damage on the first floor unit #106 at this existing multiple dwelling building on this site. Scope of work includes ceiling /floors/ walls in the kitchen washroom, bedrooms, living room and hall. | Cobing Building Solutions Ltd
PP-2023-00018 | 2023-01-05 | 3668 RAE AVENUE #108, Vancouver, BC V5R 6A7 | Plumbing Permit | Residential | Renovation - Dwelling Unit(s) only | Completed | Residential - Unit # 108: 3 sinks and faucets 1 dishwasher 1 HWT 1 toilet 1 washer/dryer | Cobing Building Solutions Ltd
PP-2023-00021 | 2023-01-05 | 3668 RAE AVENUE #201, Vancouver, BC V5R 6A7 | Plumbing Permit | Residential | Renovation - Dwelling Unit(s) only | Completed | Residential - Unit # 201: 2 sinks and faucets 1 washer/dryer 1 toilet 1 Dishwasher >BP: Interior alterations to address water damage on the second floor unit #201 at this existing multiple dwelling building on this site. Scope of work includes ceiling /floors/ walls in the kitchen washroom, bedrooms, living room and hall. | Cobing Building Solutions Ltd
PP-2023-00022 | 2023-01-05 | 3668 RAE AVENUE #203, Vancouver, BC V5R 6A7 | Plumbing Permit | Residential | Renovation - Dwelling Unit(s) only | Completed | Residential - Unit # 203: 3 sinks and faucets 1 dishwasher 1 toilet 1 washer/dryer >BP: Interior alterations to address water damage on the second floor unit #203 at this existing multiple dwelling building on this site. Scope of work includes ceilings / walls in the kitchen washroom, bedrooms, living room and hall. | Cobing Building Solutions Ltd
PP-2023-00023 | 2023-01-05 | 3668 RAE AVENUE #205, Vancouver, BC V5R 6A7 | Plumbing Permit | Residential | Renovation - Dwelling Unit(s) only | Completed | Residential - Unit # 205: 3 sinks and faucets 1 dishwasher 2 toilets 1 washer/dryer >BP: Interior alterations to address water damage on the second floor unit #205 at this existing multiple dwelling building on this site. Scope of work includes ceilings / walls in the kitchen washroom, bedrooms, living room and hall. | Cobing Building Solutions Ltd
PP-2023-00024 | 2023-01-05 | 3668 RAE AVENUE #207, Vancouver, BC V5R 6A7 | Plumbing Permit | Residential | Renovation - Dwelling Unit(s) only | Completed | Residential - Unit # 207: 2 sinks and faucets 1 dishwasher 1 toilet 1 washer/dryer >BP: Interior alterations to address water damage on the second floor unit #207 at this existing multiple dwelling building on this site. Scope of work includes ceilings / walls in the kitchen washroom, bedrooms, living room and hall. | Cobing Building Solutions Ltd
PP-2022-03520 | 2022-10-05 | PARKING/ACCESS PLAZA 3550 KINGSWAY, Vancouver, BC V5R 5L7 | Plumbing Permit | Commercial | Addition | Completed | Commercial - Addition of plumbing fixtures to existing bathrooms. 2 new water closets in existing bathroom and 2 lavs | JN Mechanical Ltd
EP-2023-03222 | 2023-04-14 | PARKING/ACCESS PLAZA 3550 KINGSWAY, Vancouver, BC V5R 5L7 | Electrical Permit | Commercial | Addition | Completed | Installation / Repair - Commercial - replacement of faulty conventional fire panel no changes to design, wiring or Device locations | BD Electrical Ltd
EP-2023-07565 | 2023-08-23 | 3490 KINGSWAY #1, Vancouver, BC V5R 5L7 | Electrical Permit | Commercial | Renovation | Completed | Installation / Repair - Commercial - T-bar ceiling lights installation and dedicated circuit for microwave and hand dryers, install new receptacles and switches as well. reference: CF-2023-008911 | Thunder Electrical Ltd
PP-2023-02154 | 2023-06-19 | 3490 KINGSWAY #3, Vancouver, BC V5R 5L7 | Plumbing Permit | Commercial | Addition | Completed | Commercial - add one sink >BP: #3 To alter the interior of this existing Retail Store (limited food service) unit in this existing mixed use one-storey commercial and residential building to provide improvements for the existing tenant. The existing interior partition wall to be removed in the prep. area and cap off ex. hand sink / ex. shower only. A prep area door to be relocated. | FANGXIN PLUMBING
PP-2022-03642 | 2022-10-12 | 3490 KINGSWAY #3, Vancouver, BC V5R 5L7 | Plumbing Permit | Commercial | Tenant Improvement | Completed | Commercial - 4 fixtures #3-3490 Kingsway Interior alterations and to change the use from Beauty & Wellness to Retail limited food in unit #3 on the 1st floor of this existing mixed use commercial and residential building on the site. | FANGXIN PLUMBING
GP-2024-00075 | 2024-01-09 | 8457 PORTSIDE COURT, Vancouver, BC V5P 4V4 | Gas Permit | Residential | Tenant Improvement | Completed | Residential - Furnace/tankless replacement | All West Heating Ltd
NULL | NULL | 3680 RAE AVENUE #106, Vancouver, BC V5R 2P5 | Plumbing Permit | Commercial | Renovation | Draft | Commercial - Re pipe 8 fixtures, install new bath tub. And finishing for all fixtures | Royal Mechanical Ltd
NULL | NULL | 3680 RAE AVENUE #106, Vancouver, BC V5R 2P5 | Plumbing Permit | Commercial | Renovation - Dwelling Unit(s) only | Draft | Commercial - Re pipe all fixtures, install bath tub , hot water tank , finishing | Royal Mechanical Ltd
PP-2022-01857 | 2022-06-02 | 3680 RAE AVENUE #106, Vancouver, BC V5R 2P5 | Plumbing Permit | Commercial | Renovation - Dwelling Unit(s) only | Completed | Commercial - Re pipe all fixtures, install bath tub, laundry box , electric hot water tank , finishing No structural work | Royal Mechanical Ltd
GP-2022-03284 | 2022-10-25 | 2214 PORTSIDE COURT, Vancouver, BC V5P 4V1 | Gas Permit | Residential | Tenant Improvement | Cancelled | Residential - Re re furnace | Moore & Russell Heating Ltd
GP-2023-01176 | 2023-04-10 | 2214 PORTSIDE COURT, Vancouver, BC V5P 4V1 | Gas Permit | Residential | Renovation | Issued | Residential - Remove old furnace. Install new high efficiency furnace | Suter Services Ltd
EP-2023-05449 | 2023-07-18 | 3308 VANNESS AVENUE #402, Vancouver, BC V5R 5A8 | Electrical Permit | Commercial | Renovation - Dwelling Unit(s) only | Issued | Installation / Repair - Commercial - Disconnect baseboard heating circuit and connect AC dedicated circuit -CF-2023-006280 -MP-2023-00946 | Terradyne Electrical Services Inc
MP-2023-00946 | 2023-05-28 | 3308 VANNESS AVENUE #402, Vancouver, BC V5R 5A8 | Mechanical Permit | NULL | NULL | Completed | NULL | Rio Heating and Cooling
SP-2023-00973 | 2023-06-05 | 2487 KINGSWAY, Vancouver, BC V5R 5G8 | Sprinkler Permit | Commercial | Renovation | Completed | Commercial - To relocate 2 heads >BP: New Health Care Office at 2487 Kingsway which would be providing Chinese Medicine consultation and TCM Acupuncture services. *****This application does not include any of the following: 1. Not more than 20 sprinklers (add, relocate, or remove), 2. hydraulic calculations, 3. change in occupancy and /or hazard classification, 4. warehouse storage arrangements, 5. mobile compact storage arrangements, 6. alternative solutions, 7. changes to the sprinkler system supply piping (e.g. valves, mains, cross-mains, branch-lines, etc.), or 8. flexible sprinkler pipe. | Max Fire Pro Ltd
PP-2024-00123 | 2024-01-17 | 3039 KINGSWAY #7, Vancouver, BC V5R 5J6 | Plumbing Permit | Commercial | Renovation | Issued | Commercial - Adding downspout and connecting | ON TIME EXCAVATING & DEMOLITION LTD
NULL | NULL | 2277 E 30TH AVENUE #105, Vancouver, BC V5N 5N1 | Electrical Permit | Residential | Tenant Improvement | Withdrawn | Installation / Repair - Residential - Install dedicated circuits for a washer and dryer | Expert Electric Ltd
GP-2023-01421 | 2023-05-02 | 2847 KINGSWAY, Vancouver, BC V5R 5J1 | Gas Permit | Residential | Renovation - Dwelling Unit(s) only | Completed | Residential - Boiler replacement | CoStar Home Energy Ltd
EP-2022-08294 | 2022-10-03 | 5108 JOYCE STREET, Vancouver, BC V5R 4H1 | Electrical Permit | Commercial | Addition | Completed | Installation / Repair - Commercial - Installation of a cell unit for monitoring the alarm panel | Chubb Fire & Security Canada Corp
EP-2023-03840 | 2023-05-03 | 3583 CROWLEY DRIVE #410, Vancouver, BC V5R 6G1 | Electrical Permit | Residential | Renovation - Dwelling Unit(s) only | Issued | Installation / Repair - Residential - Apartment renovation. Install new 20amp GFCI protected counter plugs, new microwave/hood fan circuit. Under cabinet lighting. New fire rated 4" pot lights throughout. New bathroom lighting. >BP: Interior alterations to renovate this existing Dwelling unit #410 on the 4th floor of this existing multiple dwelling building. OK to process as DTI as per J. Zhang January 19, 2023 Structural Schedule B, Kosta Marcakis, P. Eng., Struct. Eng., phone#: 604.254.0868 | Western Summit Electric Ltd
PP-2023-01502 | 2023-04-27 | 3583 CROWLEY DRIVE #410, Vancouver, BC V5R 6G1 | Plumbing Permit | Residential | Renovation - Dwelling Unit(s) only | Issued | Residential - UNIT #410 - 4TH FLOOR - Reno of the two bathrooms and a kitchen, sink and toilets are staying in existing location >BP: Interior alterations to renovate this existing Dwelling unit #410 on the 4th floor of this existing multiple dwelling building. | Plumbhartt Plumbing and Heating Ltd
PP-2022-04351 | 2022-12-12 | 3542 KINGSWAY, Vancouver, BC V5R 5X7 | Plumbing Permit | Commercial | Renovation | Completed | Commercial - Add 2x WC and 2x LAV >NOTE: Any structural work being performed will result in requiring a building permit. | True Blue Plumbing Limited
EP-2023-01629 | 2023-02-27 | 3514 KINGSWAY, Vancouver, BC V5R 5L7 | Electrical Permit | Commercial | Tenant Improvement | Completed | Installation / Repair - Commercial - To pull 4 circuits of Teck cables for moving 4 of new air cooled units from inside to outside. >BP: Exterior alterations to install four new air cooled units in the in strata lot 3 and for mechanical upgrades at Retail unit 3514 Kingsway (strata lot 23) at the ground level of this existing mixed use building on this site. Letters of assurance submitted: Sch A (Arch): Jaesung Jung, AIBC, 604.842.6280 Sch B (Mech): Alex Lee , P.Eng., 604.324.8763 Note: 1) New air cooled units installed at the loading bay area above the walking ramp. Installation of the air cooled units cannot impede and impact on the required parking stall for loading and can only be installed above the walking ramp. 2) New air cooled units must provide a minimum of 8 feet clearance. | HONEST ELECTRIC LTD
EP-2023-08906 | 2023-10-03 | 3502 KINGSWAY, Vancouver, BC V5R 5L7 | Electrical Permit | Commercial | Renovation | Completed | Installation / Repair - Commercial - Replacing faulty fire suppression panel. | AG Electric and Alarm Monitoring Co Ltd
PP-2022-01907 | 2022-06-09 | 2495 KINGSWAY, Vancouver, BC V5R 5G8 | Plumbing Permit | Commercial | Renovation | Completed | Commercial - install two hand sinks. No structural | Feli Plumbing and Heating
EP-2023-05488 | 2023-06-30 | 2910 E PENDER STREET #102, Vancouver, BC V5K 2C3 | Electrical Permit | Residential | Addition | Completed | Installation / Repair - Residential - #102 - Adding a kitchen outlet for a small fryer oven | Vancity Electric Inc
EP-2022-03203 | 2022-04-21 | 2534 E HASTINGS STREET, Vancouver, BC V5K 1Z3 | Electrical Permit | Commercial | Tenant Improvement | Completed | Installation / Repair - Commercial - Install lights, sensor switches, receptacles, run branch circuits, run Data lines, emergency light. >BP: Interior alterations to provide tenant improvements to this existing retail unit with ancillary Health Care Office on the ground floor of this existing mixed-use building Mechanical/ Plumbing Schedule B provided by John Makepeace Electrical Schedule B provided by O.J. SOKULSKI Separate Sign Permit required for all signage. OK for field review as per Jamie Zhang, Jan.13/22 | Marcel Electric Inc
GP-2023-00641 | 2023-02-22 | 3590 RAINIER PLACE #3, Vancouver, BC V5S 4T3 | Gas Permit | Residential | Renovation | Completed | Residential - Re & Re HWT Gas | Milani Plumbing Heating & Air Conditioning Ltd
GP-2023-03313 | 2023-10-31 | 3590 RAINIER PLACE #3, Vancouver, BC V5S 4T3 | Gas Permit | Residential | Tenant Improvement | Issued | Residential - RE& RE OF A FURNACE | Hillcrest Plumbing & Heating (1967) Ltd
EP-2023-05180 | NULL | 8418 CORNERSTONE STREET, Vancouver, BC V5S 4S1 | Electrical Permit | Commercial | Renovation - Dwelling Unit(s) only | Applicant Revisions | Installation / Repair - Commercial - Adding circuit for heat pump *GP-2023-01779: Issued (Residential - Decommission and remove old furnace and install new heat pump) | Douglas Millington o/a Moose Electric
MP-2023-01045 | 2023-06-08 | 8418 CORNERSTONE STREET, Vancouver, BC V5S 4S1 | Mechanical Permit | NULL | NULL | Completed | NULL | Ashton Service Group/Ashton Mechanical Ltd.
GP-2023-01779 | 2023-06-08 | 8418 CORNERSTONE STREET, Vancouver, BC V5S 4S1 | Gas Permit | Residential | Renovation | Completed | Residential - Decommission and remove old furnace and install new heat pump | Ashton Service Group/Ashton Mechanical Ltd.
EP-2023-01944 | NULL | 8405 CORNERSTONE STREET, Vancouver, BC V5S 4S1 | Electrical Permit | Residential | Renovation | Applicant Revisions | Installation / Repair - Residential - Installed a circuit for a heat pump *GP-2022-02651: Completed (Residential - Decommission and remove furnace Install Heat pump) ¦ WWOP Applied | Douglas Millington o/a Moose Electric
GP-2022-02651 | 2022-09-02 | 8405 CORNERSTONE STREET, Vancouver, BC V5S 4S1 | Gas Permit | Residential | Renovation | Completed | Residential - Decommission and remove furnace Install Heat pump | Ashton Service Group/Ashton Mechanical Ltd.
GP-2022-02402 | 2022-08-17 | 3683 WELLINGTON AVENUE #107, Vancouver, BC V5R 4Z5 | Gas Permit | Residential | Renovation | Issued | Residential - SUITE #107 - Replacement of one gas direct vent fireplace | Bridge Woodworks Mfg Ltd
NULL | NULL | 3683 WELLINGTON AVENUE #107, Vancouver, BC V5R 4Z5 | Gas Permit | Residential | NULL | Draft | Residential - Replacsing a direct vent gas fireplace and reframe and board around the unit | Bridge Woodworks Mfg Ltd
GP-2023-04193 | 2024-01-02 | 691 W 71ST AVENUE, Vancouver, BC V6P 2Z9 | Gas Permit | Residential | Renovation | Issued | Residential - 1 Boiler replacement 199 000 BTU | A1 Kam Plumbing Heating & Gas Ltd
MP-2022-00109 | 2022-08-16 | 2888 SOTAO AVENUE, Vancouver, BC V5S 4V1 | Mechanical Permit | NULL | NULL | Completed | NULL | Moore And Russell Heating And Air Conditioning Ltd
EP-2022-06878 | 2022-08-17 | 2888 SOTAO AVENUE, Vancouver, BC V5S 4V1 | Electrical Permit | Residential | Tenant Improvement | Completed | Installation / Repair - Residential - No change to existing service Electrical installation of AC BP not required MP-2022-00109 | Moore And Russell Heating And Air Conditioning Ltd
MP-2023-01266 | 2023-07-10 | 8402 KEYSTONE STREET, Vancouver, BC V5S 4S2 | Mechanical Permit | NULL | NULL | Issued | NULL | Royal Vancouver Air Conditioning
NULL | NULL | 8402 KEYSTONE STREET, Vancouver, BC V5S 4S2 | Mechanical Permit | NULL | NULL | Draft | NULL | NULL
EP-2023-06579 | NULL | 8402 KEYSTONE STREET, Vancouver, BC V5S 4S2 | Electrical Permit | Residential | Addition | In Review | Installation / Repair - Residential - Heat pump wiring. | Vanpower Electrical Ltd.
EP-2024-00525 | NULL | 8402 KEYSTONE STREET, Vancouver, BC V5S 4S2 | Electrical Permit | Commercial | Addition | Applicant Revisions | Installation / Repair - Commercial - ¦ MURB: HP ¦ Heat pump power supply *MP-2023-01266: Issued (Heating and Cooling) | Royal Vancouver Air Conditioning
MP-2023-00332 | 2023-03-09 | 2650 MORNINGSTAR CRESCENT #4, Vancouver, BC V5S 4P4 | Mechanical Permit | NULL | NULL | Completed | NULL | Nickel Heating & Ventilation
EP-2023-00186 | 2023-04-20 | 2650 MORNINGSTAR CRESCENT #4, Vancouver, BC V5S 4P4 | Electrical Permit | Residential | Addition | Completed | Installation / Repair - Residential - Wiring for new heat pump unit -MP-2023-00332 | Bryan Fajkovic
EP-2022-05167 | 2022-06-21 | 2652 MORNINGSTAR CRESCENT #9, Vancouver, BC V5S 4P4 | Electrical Permit | Residential | Renovation - Dwelling Unit(s) only | Completed | Installation / Repair - Residential - Install 19 pot-lights and 3 ceiling fans. not be going through any fire separation walls. And all lights will be in new locations using the existing lighting circuits. | Bill's Electrical Services Ltd
GP-2023-03066 | 2023-10-16 | 2652 MORNINGSTAR CRESCENT #9, Vancouver, BC V5S 4P4 | Gas Permit | Residential | Renovation | Completed | Residential - INSTALL GAS FIREPLACE USING EXISTING VENTING AND CONNECT TO EXISTING GAS LINE | The LM Fireplace Warehouse Ltd.
EP-2022-04813 | 2022-06-09 | 2572 E HASTINGS STREET, Vancouver, BC V5K 1Z3 | Electrical Permit | Commercial | New | Completed | Installation / Repair - Commercial - INSTALLATION OF CCTV SYSTEM | Telus Custom Security Systems Inc
EP-2023-10847 | 2023-12-13 | 2560 E HASTINGS STREET, Vancouver, BC V5K 1Z3 | Electrical Permit | Commercial | Tenant Improvement | Completed | Installation / Repair - Commercial - wiring of 30 amp appliance branch circuit clothes drying appliance. | Westridge Electric Co. Ltd.
PP-2022-03680 | 2022-10-14 | 2560 E HASTINGS STREET, Vancouver, BC V5K 1Z3 | Plumbing Permit | Commercial | Tenant Improvement | Completed | Commercial - Tenant improvement Interior alterations to provide improvements and change of use from Retail to HCO in this existing mixed use building on this site. Scope of work includes to remove partitions, add new partitions, new washroom, new lighting and finishes. | True Blue Plumbing Limited
EP-2022-09380 | 2022-11-04 | 2560 E HASTINGS STREET, Vancouver, BC V5K 1Z3 | Electrical Permit | Commercial | Renovation | Completed | Installation / Repair - Commercial - Alarm wiring and installation. >BP: Interior alterations to provide improvements and change of use from Retail to HCO in this existing mixed use building on this site. Scope of work includes to remove partitions, add new partitions, new washroom, new lighting and finishes. Letters of assurance submitted: Sch B (Mechanical/ Plumbing): Satwik Shetty, P. Eng., 778-360-2153x1 Sch A/B (Electrical): Abdul EI-Haddad, P. Eng.,778-360-2153x2 Ok for field review as per Kirat Kang - April 23, 2022 Notes: 1. Energy upgrade triggers: E2 - Lighting - Upgrade to incorporate Automatic Full OFF (per 9.4.1.1.(h) of ASHRAE 90.1-2016) | Husky Alarm Integration Ltd
SP-2022-01808 | 2022-11-02 | 2560 E HASTINGS STREET, Vancouver, BC V5K 1Z3 | Sprinkler Permit | Commercial | Tenant Improvement | Completed | Commercial - Sprinkler modifications to existing sprinkler system to suit new layout. >DB: Interior alterations to provide improvements and change of use from Retail to HCO in this existing mixed use building on this site. Scope of work includes to remove partitions, add new partitions, new washroom, new lighting and finishes. *****This application does not include any of the following: 1. Not more than 20 sprinklers (add, relocate, or remove), 2. hydraulic calculations, 3. change in occupancy and /or hazard classification, 4. warehouse storage arrangements, 5. mobile compact storage arrangements, 6. alternative solutions, 7. changes to the sprinkler system supply piping (e.g. valves, mains, cross-mains, branch-lines, etc.), or 8. flexible sprinkler pipe. | Phaser Fire Protection Ltd
EP-2022-09788 | 2022-11-21 | 2560 E HASTINGS STREET, Vancouver, BC V5K 1Z3 | Electrical Permit | Commercial | Addition | Completed | Installation / Repair - Commercial - CEC SECTION 24 APPLIES See drawings for details Provide ground reference/ isolated ground system conduit/bx system throughout 8 patient care areas for code compliant grounded power system. -We are supplying the power for a future sign connection, but no signage - Allow for replacement of 4 x running man exits as per drawing "E2 keyed notes #10. - Supply/ install 30 amp power connections for hot water tank and dryer. - Supply/install junction box at entrance for future signage. >BP: Interior alterations to provide improvements and change of use from Retail to HCO in this existing mixed use building on this site. Scope of work includes to remove partitions, add new partitions, new washroom, new lighting and finishes. Letters of assurance submitted: Sch B (Mechanical/ Plumbing): Satwik Shetty, P. Eng., 778-360-2153x1 Sch A/B (Electrical): Abdul EI-Haddad, P. Eng.,778-360-2153x2 Ok for field review as per Kirat Kang - April 23, 2022 Notes: 1. Energy upgrade triggers: E2 - Lighting - Upgrade to incorporate Automatic Full OFF (per 9.4.1.1.(h) of ASHRAE 90.1-2016) Amend: Jan 27th, 2023 Additional documents for Final Inspection | TDR Electric Inc
GP-2023-02184 | NULL | 3683 WELLINGTON AVENUE #215, Vancouver, BC V5R 4Z5 | Gas Permit | Commercial | Renovation | Cancelled | Commercial - 1 Fireplace RE AND RE DV TO CX36NTRE-1 | BC Fireplace Service Inc
EP-2023-10904 | NULL | 2873 SOTAO AVENUE, Vancouver, BC V5S 4V1 | Electrical Permit | Residential | Addition | Applicant Revisions | Installation / Repair - Residential - Dedicated circuit for Heat Pump | Pacific Star Electric Inc
MP-2024-00103 | 2024-01-24 | 2873 SOTAO AVENUE, Vancouver, BC V5S 4V1 | Mechanical Permit | NULL | NULL | Issued | NULL | Thomson Industries Ltd
GP-2022-01061 | 2022-04-05 | 2873 SOTAO AVENUE, Vancouver, BC V5S 4V1 | Gas Permit | Residential | Renovation | Completed | Residential - re re furnace and tankless water heater | Thomson Industries Ltd
EP-2022-04143 | 2022-09-16 | 2875 SOTAO AVENUE, Vancouver, BC V5S 4V1 | Electrical Permit | Residential | Addition | Completed | Installation / Repair - Residential - Dedicated circuit for AC install | Pacific Star Electric Inc
GP-2022-00046 | 2022-01-07 | 2875 SOTAO AVENUE, Vancouver, BC V5S 4V1 | Gas Permit | Residential | Renovation | Completed | Residential - re re furnace | Thomson Industries Ltd
GP-2022-01800 | 2022-06-13 | 2866 SOTAO AVENUE, Vancouver, BC V5S 4V1 | Gas Permit | Residential | Renovation | Completed | Residential - re re furnace | Thomson Industries Ltd
MP-2024-00104 | 2024-01-24 | 2866 SOTAO AVENUE, Vancouver, BC V5S 4V1 | Mechanical Permit | NULL | NULL | Issued | NULL | Thomson Industries Ltd
EP-2023-10905 | NULL | 2866 SOTAO AVENUE, Vancouver, BC V5S 4V1 | Electrical Permit | Residential | Addition | Applicant Revisions | Installation / Repair - Residential - Dedicated circuit for Heat Pump | Pacific Star Electric Inc
EP-2024-00014 | NULL | 2868 SOTAO AVENUE, Vancouver, BC V5S 4V1 | Electrical Permit | Residential | Tenant Improvement | Applicant Revisions | Installation / Repair - Residential - Electrical work for heat pump | Moore And Russell Heating And Air Conditioning Ltd
MP-2024-00101 | 2024-01-24 | 2868 SOTAO AVENUE, Vancouver, BC V5S 4V1 | Mechanical Permit | NULL | NULL | Issued | NULL | Moore And Russell Heating And Air Conditioning Ltd
EP-2023-01845 | 2023-03-07 | 8793 CAMBIE STREET, Vancouver, BC V6P 3J9 | Electrical Permit | Commercial | Addition | Issued | Installation / Repair - Commercial - Installing 2 100 amp panel in unit. Running 1/0 ACWU from electrical room to unit. Run across roof top. | Technics Electric Ltd
EP-2022-02150 | 2022-03-18 | 2652 E HASTINGS STREET, Vancouver, BC V5K 1Z6 | Electrical Permit | Commercial | Tenant Improvement | Completed | Installation / Repair - Commercial - Wiring of Dental office, including Light fixtures, Switches, Receptacles, Equipment connection, Extra Liw Voltage, DATA and Phone -bonding for Patient care area >BP: Interior alterations and change of use from Retail w/Ancillary Health Care Office to Health Care Office (Dentist) for a new tenant in the existing commercial building on this site. Scope of work includes: 1) Re-arranging of interior walls to create dental clinic operating rooms. 2) Moving the location of the washroom and also making it accessible. 3) New finishes and millwork throughout. Tenant: Dr. Ali Mandoub Hashemi Inc Dental Clinic OK for field review D.Langevin - Nov 19, 2021. Change of use Approved w/conditions - Paul Cheng ***Notes: ~ Schedule A - Abdul El-Haddad - 778.360.2153 ~ Schedule B - Mechanical - Satwik Shetty - 778.360.2153 ~ Schedule B - Electrical - Abdul El-Hadded - 778.360.2153 Energy Upgrade - E2 - Lighting - Upgrade to incorporate Automatic Full OFF (per 9.4.1.1.(h) of ASHRAE 90.1-2016) | Shanai Enterprise Inc
PP-2022-00842 | 2022-03-23 | 2652 E HASTINGS STREET, Vancouver, BC V5K 1Z6 | Plumbing Permit | Commercial | Tenant Improvement | Completed | Commercial - Plumbing serving dental office 2652 E Hastings Interior alterations and change of use from Retail w/Ancillary Health Care Office to Health Care Office (Dentist) for a new tenant in the existing commercial building on this site. Scope of work includes: 1) Re-arranging of interior walls to create dental clinic operating rooms. 2) Moving the location of the washroom and also making it accessible. 3) New finishes and millwork throughout. | Status Mechanical Ltd
EP-2023-06650 | 2023-07-24 | 2505 E BROADWAY #304, Vancouver, BC V5M 1Y4 | Electrical Permit | Residential | Renovation | Completed | Installation / Repair - Residential - Installation of new branch circuits x 2 in wire mold for additional receptacles. | Kato Electrical Inc
GP-2022-00701 | 2022-03-03 | 3426 AMBERLY PLACE, Vancouver, BC V5S 4P9 | Gas Permit | Residential | Renovation | Completed | Residential - Re and Re | Airlink Heating and Plumbing Ltd
NULL | NULL | 3426 AMBERLY PLACE, Vancouver, BC V5S 4P9 | Gas Permit | Residential | Renovation - Dwelling Unit(s) only | Withdrawn | Residential - a regular old hot water heater replaced by a high efficiency tankless water heater. An old furnace replaced by a high efficiency furnace. | Airlink Heating and Plumbing Ltd
EP-2022-04155 | 2022-06-02 | 3428 AMBERLY PLACE, Vancouver, BC V5S 4P9 | Electrical Permit | Commercial | Renovation - Dwelling Unit(s) only | Completed | Installation / Repair - Commercial - Add new circuit for AC unit AMEND:JULY 6/2022 ADD AN: EVEMS system to allow for room on the service | Bisco Electrical Contracting Ltd.
MP-2023-00955 | 2023-05-30 | 3428 AMBERLY PLACE, Vancouver, BC V5S 4P9 | Mechanical Permit | NULL | NULL | Completed | NULL | Pioneer Plumbing & Heating Inc
GP-2023-00327 | 2023-01-26 | 3428 AMBERLY PLACE, Vancouver, BC V5S 4P9 | Gas Permit | Residential | Renovation | Completed | Residential - Removal of hot water tank and replacing with Navien tankless water heater | Pioneer Plumbing & Heating Inc
NULL | NULL | 3061 E KENT AVENUE NORTH #506, Vancouver, BC V5S 4P5 | Plumbing Permit | Residential | Renovation | Draft | Residential - Installing new bathtub shower diverters, sink , toilet | NULL
PP-2022-00791 | 2022-03-09 | 3061 E KENT AVENUE NORTH #506, Vancouver, BC V5S 4P5 | Plumbing Permit | Residential | Renovation | Completed | Residential - UNIT #506 - Installing new bathtub shower, sink toilet #506 Interior alterations to provide improvements in this existing residential suite on the 5th floor of the existing highrise residential building on this site. Scope of work includes: - Re & Re bathroom - Removing wall between shower and tub - Removing drop-in tub - Installing freestanding tub | Robert Sargent
GP-2022-00594 | 2022-02-25 | 2495 E KENT AVENUE NORTH, Vancouver, BC V5S 2H7 | Gas Permit | Residential | Tenant Improvement | Completed | Residential - replace gas fireplace | Campbell Care Plumbing, Heating & Air Ltd.
EP-2022-00566 | 2022-01-26 | 3401 E HASTINGS STREET, Vancouver, BC V5K 2A5 | Electrical Permit | Commercial | Tenant Improvement | Completed | Installation / Repair - Commercial - Install lights and plugs; add internet and TV plugs. ** Amend 02/22/2022** Lighting Compliance documents attached ** Amend 03/23/2022** attached lighting documents Interior alterations and to change the use from Health Enhancement Centre to a Small Scale Pharmacy operating in conjunction with a Health Care Office, in this existing commercial building on this site. **Amend 02/14/2021** Please add F/A ,relocate bell in office area. | Guang Yuan Electrical Ltd
MP-2023-01336 | 2023-07-21 | 5189 GASTON STREET #909, Vancouver, BC V5R 6C7 | Mechanical Permit | NULL | NULL | Issued | NULL | Tek Climate Heating & Air Conditioning Ltd
EP-2024-00555 | 2024-02-05 | 5189 GASTON STREET #909, Vancouver, BC V5R 6C7 | Electrical Permit | Commercial | Addition | Issued | Installation / Repair - Commercial - Electrical rough-in for heat pump install. All baseboard loads will be eliminated to account for heat pump load MP-2023-01336 | Red Ryno Energy Ltd
GP-2023-03667 | 2023-11-23 | 8439 JELLICOE STREET, Vancouver, BC V5S 2J4 | Gas Permit | Residential | Addition | Completed | Residential - 1 Range Running new gas line from mechanical room for gas range in kitchen | PINK PLUMBING GROUP LTD
EP-2023-07679 | 2023-08-29 | 8439 JELLICOE STREET, Vancouver, BC V5S 2J4 | Electrical Permit | Residential | Renovation | Completed | Installation / Repair - Residential - Electrical supply for Heat Pump MP-2023-01552 >Permit Amendment Oct 20, 2023 -"Calculation for inspectors reference" *Document(s) uploaded to "Application Documents" tab for Electrical Inspector review. Documents are at pending status at time of permit amendment approval | Milani Electric Limited
MP-2023-01552 | 2023-08-28 | 8439 JELLICOE STREET, Vancouver, BC V5S 2J4 | Mechanical Permit | NULL | NULL | Completed | NULL | Milani Plumbing Heating & Air Conditioning Ltd
GP-2023-02467 | 2023-08-23 | 8439 JELLICOE STREET, Vancouver, BC V5S 2J4 | Gas Permit | Residential | Renovation | Completed | Residential - Re&re tankless water heater | Milani Plumbing Heating & Air Conditioning Ltd
EP-2024-00645 | 2024-02-01 | 2861 SOTAO AVENUE, Vancouver, BC V5S 4V1 | Electrical Permit | Commercial | Tenant Improvement | Issued | Installation / Repair - Commercial - Electrical installation for heat pump to be interlocked with stove as discussed with inspector *MP-2024-00100: Issued (Heating and Cooling) | Moore And Russell Heating And Air Conditioning Ltd
MP-2024-00100 | 2024-01-24 | 2861 SOTAO AVENUE, Vancouver, BC V5S 4V1 | Mechanical Permit | NULL | NULL | Completed | NULL | Moore And Russell Heating And Air Conditioning Ltd
EP-2023-03011 | 2023-04-17 | 2861 SOTAO AVENUE, Vancouver, BC V5S 4V1 | Electrical Permit | Residential | Renovation | Completed | Installation / Repair - Residential - 9 Pot light install + 1 dimmer | Kato Electrical Inc
GP-2022-00050 | 2022-01-11 | 2861 SOTAO AVENUE, Vancouver, BC V5S 4V1 | Gas Permit | Residential | Tenant Improvement | Completed | Residential - RE RE furnace | Moore & Russell Heating Ltd
PP-2023-01336 | 2023-04-18 | 2863 SOTAO AVENUE, Vancouver, BC V5S 4V1 | Plumbing Permit | Residential | Renovation | Completed | Residential - Repipe -cut out drywall -drywall repair not included, separate estimate can be provided -delete poly b piping -install new prv -new 1/4 turn shut offs and braided supplies -new frost free hose bibs - repipe for the whole house | Ashton Service Group/Ashton Mechanical Ltd.
EP-2022-06291 | 2022-07-27 | 2867 SOTAO AVENUE, Vancouver, BC V5S 4V1 | Electrical Permit | Commercial | Tenant Improvement | Completed | Installation / Repair - Commercial - - No change to existing service - Electrical install for heat pump - BP not required - Mechanical Permit to be obtained | Moore And Russell Heating And Air Conditioning Ltd
EP-2023-05668 | 2023-08-01 | 2869 SOTAO AVENUE, Vancouver, BC V5S 4V1 | Electrical Permit | Residential | Addition | Completed | Installation / Repair - Residential - Client lives in a condo unit and a 40amp oven plug will be added to his attached garage from his unit's panel for a car charger. The panel is in the garage. He has received permission from his strata for the proposed work. | NORTHERN LIGHTS ELECTRIC LTD
GP-2022-01801 | 2022-06-13 | 3431 AMBERLY PLACE, Vancouver, BC V5S 4P9 | Gas Permit | Residential | Renovation | Completed | Residential - Furnace & Water Heater Installation | Pro Ace Heating & Air Conditioning Services Ltd
GP-2022-03357 | 2022-10-28 | 3433 AMBERLY PLACE, Vancouver, BC V5S 4P9 | Gas Permit | Residential | Renovation | Completed | Residential - Hot Water Tank Replacement | Hillcrest Plumbing & Heating (1991) Ltd
GP-2022-00587 | 2022-02-23 | 3439 AMBERLY PLACE, Vancouver, BC V5S 4P9 | Gas Permit | Residential | Renovation | Completed | Residential - Replace with new furnace | Reid Brothers Plumbing & Heating Ltd
EP-2022-08144 | 2022-09-27 | 5022 JOYCE STREET, Vancouver, BC V5R 4G6 | Electrical Permit | Commercial | New | Completed | Installation / Repair - Commercial - Install customer supplied data rack and electronics. Route data to office locations as required. Terminate and test in new equipment as required. | Houle Electric Limited
EP-2023-06316 | 2023-09-21 | 5355 BOUNDARY ROAD #PH1, Vancouver, BC V5R 6G2 | Electrical Permit | Residential | Addition | Issued | Installation / Repair - Residential - Installation of a 30A heat pump and load controller. | Bros Electric Ltd
MP-2023-02207 | 2023-12-11 | 5355 BOUNDARY ROAD #PH1, Vancouver, BC V5R 6G2 | Mechanical Permit | NULL | NULL | Completed | NULL | Greenway HVAC Ltd
GP-2023-03216 | 2023-10-25 | 4636 VICTORIA DRIVE, Vancouver, BC V5N 4N9 | Gas Permit | Residential | Renovation | Cancelled | Residential - Replace low efficiency boiler and hot water tank with a combination boiler. | HOMEGROWN MECHANICAL LTD
PP-2022-03991 | 2022-11-07 | 2303 KINGSWAY, Vancouver, BC V5R 5G8 | Plumbing Permit | Commercial | Renovation | Completed | Commercial - 2 new handsinks and 1 new mop sink. >BP: Interior alterations to change the use from Retail Store to Beauty and Wellness Center in this unit 2303 Kingsway. | Creston Plumbing & Heating Ltd
EP-2022-08891 | 2022-10-19 | 2303 KINGSWAY, Vancouver, BC V5R 5G8 | Electrical Permit | Commercial | Renovation | Cancelled | Installation / Repair - Commercial - install power outlets, ceiling & Exit lightings Supply power for hot water tank >BP: Interior alterations to change the use from Retail Store to Beauty and Wellness Center in this unit 2303 Kingsway. | SNG Electric Ltd
EP-2022-10189 | 2022-12-02 | 2303 KINGSWAY, Vancouver, BC V5R 5G8 | Electrical Permit | Commercial | Tenant Improvement | Completed | Installation / Repair - Commercial - rough wiring for spa chairs ,washroom wiring,washer dryer ,some receptacles. >DB: Interior alterations to change the use from Retail Store to Beauty and Wellness Center in this unit 2303 Kingsway. | Hitech Electric Inc
GP-2023-03877 | 2023-12-05 | 4817 DUCHESS STREET, Vancouver, BC V5R 6E1 | Gas Permit | Residential | Addition | Completed | Residential - TO INSTALL 1 COMBI BOILER | BC Care Heating Services Ltd
GP-2022-02423 | 2022-08-17 | 2578 WARD STREET, Vancouver, BC V5R 6E2 | Gas Permit | Residential | Renovation | Completed | Residential - Replace hot water tank and boiler with high efficiency combi boiler . | Vector Home Services Inc
MP-2023-00347 | 2023-03-13 | 4881 DUCHESS STREET, Vancouver, BC V5R 6E1 | Mechanical Permit | NULL | NULL | Completed | NULL | Milani Electric Limited
EP-2023-02106 | 2023-03-20 | 4881 DUCHESS STREET, Vancouver, BC V5R 6E1 | Electrical Permit | Residential | Renovation | Completed | Installation / Repair - Residential - Electrical supply for Dsplit MP-2023-00347 | Milani Electric Limited
MP-2023-01517 | 2023-08-18 | 4843 DUCHESS STREET, Vancouver, BC V5R 6E1 | Mechanical Permit | NULL | NULL | Issued | NULL | Milani Plumbing Heating & Air Conditioning Ltd
EP-2023-07540 | NULL | 4843 DUCHESS STREET, Vancouver, BC V5R 6E1 | Electrical Permit | Residential | Renovation | Applicant Revisions | Installation / Repair - Residential - Electrical supply for Dsplit *MP-2023-01517: Issued (Heating and Cooling) | Milani Electric Limited
PP-2024-00091 | 2024-01-11 | 4865 DUCHESS STREET, Vancouver, BC V5R 6E1 | Plumbing Permit | Commercial | Renovation | Issued | Commercial - Renovation of an existing bathroom | Upper Level Plumbing Ltd
EP-2023-07963 | 2023-09-22 | 5189 GASTON STREET #501, Vancouver, BC V5R 6C7 | Electrical Permit | Residential | Addition | Issued | Installation / Repair - Residential - Installation of Electrical cable for outdoor Heat Pump condenser unit -My company is just doing the Electrical portion of the installation for the AC work, not the entire install for the AC system SEE FILE NOTES | Daniel Topping
MP-2023-01811 | 2023-10-10 | 5189 GASTON STREET #501, Vancouver, BC V5R 6C7 | Mechanical Permit | NULL | NULL | Completed | NULL | Pro Ace Heating & Air Conditioning Services Ltd
MP-2023-01799 | NULL | 5189 GASTON STREET #501, Vancouver, BC V5R 6C7 | Mechanical Permit | NULL | NULL | Withdrawn | NULL | Pro Ace Heating & Air Conditioning Services Ltd
MP-2023-01244 | 2023-07-07 | 5189 GASTON STREET #501, Vancouver, BC V5R 6C7 | Mechanical Permit | NULL | NULL | Issued | NULL | Moore & Russell Heating Ltd
EP-2023-06112 | NULL | 5189 GASTON STREET #501, Vancouver, BC V5R 6C7 | Electrical Permit | Residential | Tenant Improvement | Applicant Revisions | Installation / Repair - Residential - Electrical installation of mini split system *MP-2023-01244: Issued (Heating and Cooling) Additional information is required for the installation of Air Conditioning Units / Heat Pump in dwelling units within a MURB: (Multi Family Residential Building) -All documentation must be completed by the applicant and uploaded to the electrical permit application for electrical permit review MURB Electrical Service Management Checklist: Please indicate which of the following "Strata Approved" options will be used for the installation of air conditioning/ heat pump loads and/or electric vehicle loads 1: Removal of an equivalent amount of existing electric baseboard heating load 2: Installation of load share equipment: The greater of the two loads to be used for the dwellings units total calculated load. Load share manufacturer specs to be provided 3: Load calculation for the main electrical service including: Existing service capacity, proposed calculated load and spare service capacity after the installation is completed to be provided on company letterhead Additional Documentation: -Strata approval letter with full work description and acknowledging that future loads will require an energy management plan -Air conditioning/ heat pump manufacturer specifications with nameplate MCA: Minimum Circuit Ampacity ratings for make and model “identified” ¦ MCA X Voltage= W Load calculation revision required: -Typical services to dwelling units within a MURB are: 120/208V ¦ Confirm voltage and update load calculation if required | Moore And Russell Heating And Air Conditioning Ltd
EP-2022-07168 | 2022-08-25 | 327 RENFREW STREET, Vancouver, BC V5K 5G5 | Electrical Permit | Commercial | Renovation | Completed | Installation / Repair - Commercial - Moving baseboard heater and thermostat to new location. Adding/fishing plugs in new walls | Western Summit Electric Ltd
GP-2023-02366 | 2023-08-11 | 4829 DUCHESS STREET, Vancouver, BC V5R 6E1 | Gas Permit | Residential | Renovation | Completed | Residential - replace existing boiler to a combi boiler | Vector Home Services Inc
EP-2022-09301 | 2022-11-02 | 4831 DUCHESS STREET, Vancouver, BC V5R 6E1 | Electrical Permit | Residential | Renovation - Dwelling Unit(s) only | Completed | Installation / Repair - Residential - installation of (4) slim potlights in basement ceiling. Tied to existing switch. | Whitley Electric Ltd
GP-2022-01038 | 2022-04-05 | 4831 DUCHESS STREET, Vancouver, BC V5R 6E1 | Gas Permit | Residential | Tenant Improvement | Completed | Residential - Replace existing boiler and storage tank with combi boiler. | Stevens Plumbing & Heating Ltd
GP-2022-02035 | 2022-07-09 | 4833 DUCHESS STREET, Vancouver, BC V5R 6E1 | Gas Permit | Residential | New | Completed | Residential - Gas range re/re, cx replaced old gas range | Super Tech Appliances Installation Ltd
GP-2023-01496 | 2023-05-08 | 4823 DUCHESS STREET, Vancouver, BC V5R 6E1 | Gas Permit | Residential | Tenant Improvement | Completed | Residential - Replace hot water tank and boiler with combi boiler | Vector Home Services Inc
GP-2023-02650 | 2023-09-12 | 3582 SE MARINE DRIVE #3, Vancouver, BC V5S 4R3 | Gas Permit | Residential | New | Completed | Residential - Gas fireplace installation | Vaglio Fireplace LTD
GP-2022-03519 | 2022-11-10 | 3586 SE MARINE DRIVE #3, Vancouver, BC V5S 4R3 | Gas Permit | Residential | Tenant Improvement | Completed | Residential - RE & RE A HWT AND A FURNACE | Hillcrest Plumbing & Heating (1967) Ltd
GP-2022-01063 | 2022-04-05 | 3596 WHITNEY PLACE #4, Vancouver, BC V5S 4T2 | Gas Permit | Residential | Tenant Improvement | Completed | Residential - Re Re Furnacre | Moore & Russell Heating Ltd
GP-2022-01214 | 2022-04-19 | 3430 WELLINGTON AVENUE, Vancouver, BC V5R 6B1 | Gas Permit | Residential | Tenant Improvement | Completed | Residential - Re Re water heater | Moore & Russell Heating Ltd
GP-2022-03825 | 2022-12-02 | 3430 WELLINGTON AVENUE, Vancouver, BC V5R 6B1 | Gas Permit | Residential | Renovation | Cancelled | Residential - townhome with strata approval | Thomson Industries Ltd
GP-2022-02260 | 2022-08-02 | 3430 WELLINGTON AVENUE, Vancouver, BC V5R 6B1 | Gas Permit | Residential | Tenant Improvement | Cancelled | Residential - Re Re Furnace | Moore & Russell Heating Ltd
GP-2023-03798 | 2023-11-30 | 3430 WELLINGTON AVENUE, Vancouver, BC V5R 6B1 | Gas Permit | Residential | Tenant Improvement | Completed | Residential - Re and Re Furnace | Moore & Russell Heating Ltd
EP-2023-02805 | 2023-04-17 | 2960 E 29TH AVENUE #121, Vancouver, BC V5R 5Z5 | Electrical Permit | Residential | Renovation | Cancelled | Installation / Repair - Residential - Install a new 100amp rated electrical panel for a condo unit -pgrading existing load center, to 100amp Siemens panel with main breaker. Will mark panel for proper amperage. Likely only a 60amp feed to the unit. Have not seen electrical room yet. | Castle Electric Inc
SP-2022-00442 | 2022-03-31 | 2534 E HASTINGS STREET, Vancouver, BC V5K 1Z3 | Sprinkler Permit | Commercial | Tenant Improvement | Completed | Commercial - Relocate and add new sprinkler heads >BP: Interior alterations to provide tenant improvements to this existing retail unit with ancillary Health Care Office on the ground floor of this existing mixed-use building Mechanical/ Plumbing Schedule B provided by John Makepeace Electrical Schedule B provided by O.J. SOKULSKI Separate Sign Permit required for all signage. OK for field review as per Jamie Zhang, Jan.13/220 *****This application does not include any of the following: 1. Not more than 20 sprinklers (add, relocate, or remove), 2. hydraulic calculations, 3. change in occupancy and /or hazard classification, 4. warehouse storage arrangements, 5. mobile compact storage arrangements, 6. alternative solutions, 7. changes to the sprinkler system supply piping (e.g. valves, mains, cross-mains, branch-lines, etc.), or 8. flexible sprinkler pipe | Viking Fire Protection Inc
PP-2022-01456 | 2022-05-04 | 2534 E HASTINGS STREET, Vancouver, BC V5K 1Z3 | Plumbing Permit | Commercial | Tenant Improvement | Completed | Commercial - Installation of two sinks and one hot water tank Interior alterations to provide tenant improvements to this existing retail unit with ancillary Health Care Office on the ground floor of this existing mixed-use building | G2 Mechanical Ltd
PP-2022-01276 | 2022-04-27 | 2323 BOUNDARY ROAD #101, Vancouver, BC V5M 4V8 | Plumbing Permit | Commercial | Renovation | Completed | Commercial - UNIT #101 - wet wall being moved. 50 GPM - 3-comp sink | Drain King Express & Plumtek Solutions
PP-2023-00166 | 2023-01-17 | 2323 BOUNDARY ROAD #130, Vancouver, BC V5M 4V8 | Plumbing Permit | Commercial | Renovation | Completed | Commercial - 1 Toilet 1 Vanity >Change of use from Wholesaling - Class A to Wholesaling - Class A in conjunction with General Office at unit #130, and interior alterations to provide improvements at unit #130 and to validate Electrical Products Manufacturing (shell) use at unit #129 in this existing two storey industrial building. Scope of work includes adding new shared exit stair and relocate existing accessible washroom. Separate permit will be required for future tenant improvements at unit #129. Note: 1. This building is fully sprinklered. 2. Last building permit, BU418101 approved for unit #130 only; units #128, #129, #130 and #131 are all interconnected. Therefore, this application will validate unit #129. 3. Permit is processed under VBBL 2019. | Kelly's Plumbing
EP-2023-00484 | 2023-01-26 | 2323 BOUNDARY ROAD #130, Vancouver, BC V5M 4V8 | Electrical Permit | Commercial | Tenant Improvement | Completed | Installation / Repair - Commercial - Wiring for new bathroom (new light, exhaust fan, switches, and plug) Relocate existing wiring that is on the way for the new stairs Install two exit signs, 3 lights fixtures, and EM head >BP: #129 & #130 Change of use from Wholesaling - Class A to Wholesaling - Class A in conjunction with General Office at unit #130, and interior alterations to provide improvements at unit #130 and to validate Electrical Products Manufacturing (shell) use at unit #129 in this existing two storey industrial building. Scope of work includes adding new shared exit stair and relocate existing accessible washroom. Separate permit will be required for future tenant improvements at unit #129. Note: 1. This building is fully sprinklered. 2. Last building permit, BU418101 approved for unit #130 only; units #128, #129, #130 and #131 are all interconnected. Therefore, this application will validate unit #129. 3. Permit is processed under VBBL 2019. | AMK ELECTRICAL SERVICES LTD
PP-2023-03712 | 2023-10-24 | 2323 BOUNDARY ROAD #121, Vancouver, BC V5M 4V8 | Plumbing Permit | Commercial | Addition | Completed | Commercial - Add a shower to a powder room NO BUILDING ALTERATIONS PROPOSED AS PER CONTRACTOR | False Creek Plumbing Inc
GP-2022-04155 | 2023-01-03 | 3040 E KENT AVENUE SOUTH, Vancouver, BC V5S 4V6 | Gas Permit | Residential | Renovation | Completed | Residential - replace gas water heater | Joyce Heating Services Ltd
NULL | NULL | 6427 BEATRICE STREET, Vancouver, BC V5P 3R5 | Mechanical Permit | NULL | NULL | Draft | NULL | NULL
PP-2023-03948 | 2023-11-08 | 2533 PENTICTON STREET #311, Vancouver, BC V5M 4T8 | Plumbing Permit | Commercial | Renovation - Dwelling Unit(s) only | Issued | Commercial - UNIT #311 - New laundry sink, bathtub and shower. Re & re kitchen sink, 2 basins & laundry box PLEASE NOTE: Should the Fire Separation be breached the District Plumbing Inspector may request a Building Permit. | Your Professional Plumber Ltd
EP-2023-10121 | 2023-11-14 | 2533 PENTICTON STREET #311, Vancouver, BC V5M 4T8 | Electrical Permit | Commercial | Renovation | Issued | Installation / Repair - Commercial - Rewire kitchen, add smoke alarms to bedrooms, add TV receptacle | ACS ELECTRICAL LTD
EP-2023-08610 | 2023-10-19 | 2507 E KENT AVENUE NORTH, Vancouver, BC V5S 2H7 | Electrical Permit | Residential | Addition | Completed | Installation / Repair - Residential - Wiring of a 2p 30A max heatpump alongside HVAC contractor, wire to be ran on the exterior of the home and terminated under a non fused disconnect and whip to the unit. Amend: Nov 2, 2023 address be changed to 2507 | CSK Electric Inc
GP-2023-02780 | 2023-09-25 | 2507 E KENT AVENUE NORTH, Vancouver, BC V5S 2H7 | Gas Permit | Residential | New | Completed | Residential - Cap off gas line of furnace Separate Mechanical Permit required to install heat pump | DISPATCH PLUMBING INC
MP-2023-01748 | 2023-09-26 | 2507 E KENT AVENUE NORTH, Vancouver, BC V5S 2H7 | Mechanical Permit | NULL | NULL | Completed | NULL | DISPATCH PLUMBING INC
GP-2023-03597 | 2023-11-17 | 3596 WHITNEY PLACE #3, Vancouver, BC V5S 4T2 | Gas Permit | Residential | Renovation | Completed | Residential - replacement the hotwater tank | Hillcrest Plumbing & Heating (1991) Ltd
GP-2023-03624 | 2023-11-20 | 3592 WHITNEY PLACE #5, Vancouver, BC V5S 4T2 | Gas Permit | Residential | Tenant Improvement | Issued | Residential - RE & RE OF A FURNACE | Hillcrest Plumbing & Heating (1967) Ltd
GP-2022-02797 | 2022-09-19 | 3576 SE MARINE DRIVE #1, Vancouver, BC V5S 4R3 | Gas Permit | Residential | Addition | Completed | Residential - RE & RE FURNACE | B C Furnace Service Ltd
GP-2023-03517 | 2023-11-14 | 3588 WHITNEY PLACE #2, Vancouver, BC V5S 4T2 | Gas Permit | Residential | Renovation | Issued | Residential - Decommission and remove old gas furnace and install new furnace and Hot Water Tank | Ashton Service Group/Ashton Mechanical Ltd.
EP-2022-07411 | 2022-09-09 | 2662 MORNINGSTAR CRESCENT #34, Vancouver, BC V5S 4P4 | Electrical Permit | Residential | Addition | Completed | Installation / Repair - Residential - Outside ac installation..customer is installing heat pump and removing three dedicated baseboard heater circuits -It is new heat pump installed in front 1st floor porch.Old baseboard heaters are being removed with three dedicated circuits and replaced with heat pump. | Arise Electrical Ltd
MP-2022-00382 | 2022-10-12 | 2662 MORNINGSTAR CRESCENT #34, Vancouver, BC V5S 4P4 | Mechanical Permit | NULL | NULL | Completed | NULL | Torr Refrigeration & HVAC Inc
GP-2022-01632 | 2022-06-01 | 2711 E KENT AVENUE NORTH #2, Vancouver, BC V5S 3T9 | Gas Permit | Residential | Addition | Completed | Residential - UNIT # 2 Gas fireplace installation | Vaglio Fireplace LTD
EP-2023-09290 | 2023-10-16 | 2741 E HASTINGS STREET #200, Vancouver, BC V5K 1Z8 | Electrical Permit | Commercial | Renovation - Dwelling Unit(s) only | Completed | Installation / Repair - Commercial - Relocate Branch circuit wiring for a receptacle, thermostat, and a light. >BP: Interior alterations to this existing dwelling unit #200 on the 2nd floor of this existing mixed used building on this site. OK to process as DTI as per J. Zhang April 27, 2023 Revision #1: Minor interior alterations to rearrange the walls beside the washroom to create a larger storage area. | Expert Electric Ltd
EP-2023-04776 | 2023-05-30 | 3432 WELLINGTON AVENUE, Vancouver, BC V5R 6B1 | Electrical Permit | Residential | Addition | Completed | Installation / Repair - Residential - Installation of security system. | ADT Security Services Canada Inc
EP-2023-11254 | 2023-12-20 | 1083 E KENT AVENUE NORTH #111, Vancouver, BC V5X 4V9 | Electrical Permit | Commercial | Renovation | Completed | Installation / Repair - Commercial - Scop of work: installation of 7 of 250V 15amp receptacles and 7 of 120V 15amp receptacles for sewing Machines, and 2 Exit / Emergency combo units for front entrance and 1 Emergency unit in Washroom. To move and relocate 2 of lighting fixtures & add 2 lighting fixtures. The electrical service panel is existing in workshop we do not do any change on it, we just double check the grounding and bonding is good or not. >BP: Unit #111 Interior alterations to provide improvements and change the use from Wholesale Class A (F2) to Clothing Manufacturing (F2) in this existing industrial building on this site. Scope of work includes lighting and electrical work . Ok for DTI as per Kirat Kang - Sept. 5, 2023 | Gou Electric Ltd
GP-2023-03791 | 2023-12-01 | 3462 AMBERLY PLACE, Vancouver, BC V5S 4P9 | Gas Permit | Residential | Renovation | Issued | Residential - Gas insert fireplace installation | Vaglio Fireplace LTD
GP-2022-00615 | 2022-02-25 | 3462 AMBERLY PLACE, Vancouver, BC V5S 4P9 | Gas Permit | Residential | Renovation | Completed | Residential - NEW FURNACE REPLACEMENT | Pro Ace Heating & Air Conditioning Services Ltd
GP-2023-00097 | 2023-01-10 | 3465 AMBERLY PLACE, Vancouver, BC V5S 4P9 | Gas Permit | Residential | Renovation | Completed | Residential - Hot Water Heater Installation | Hillcrest Plumbing & Heating (1991) Ltd
EP-2022-02994 | 2022-04-13 | 1688 ROBSON STREET #PH5, Vancouver, BC V6G 1C7 | Electrical Permit | Residential | Renovation - Dwelling Unit(s) only | Completed | Installation / Repair - Residential - Renovation of existing kitchen / living room and 3 washrooms in apartment unit. Relocate stove and fridge. Install NEW receptacles, potlights and step lights. Re-route wiring for demolished kitchen wall. >BP: Interior alterations to provide improvements to this unit (PH5) in this existing mixed use building on this site. Scope of work: Relocate interior walls. Bathrooms and kitchen re and re. Finishing throughout. OK for field review as per Rosa Astorino - February 2, 2022 Note: - DBI to determine if Structural required on site - Energy Upgrade: Reached Energy Efficiency Target Lagan 101015739258 | 2M ELECTRICAL SERVICES
PP-2022-01106 | 2022-03-31 | 1688 ROBSON STREET #PH5, Vancouver, BC V6G 1C7 | Plumbing Permit | Residential | Renovation - Dwelling Unit(s) only | Completed | Residential - PH 5 - 5TH FL - Replace the Bathtub and shower base and faucets , replace kitchen sink and dishwasher Floor 5 - PH 5 Interior alterations to provide improvements to this unit (PH5) in this existing mixed use building on this site. Scope of work: Relocate interior walls. Bathrooms and kitchen re and re. Finishing throughout. | George Benko
PP-2023-03115 | 2023-09-05 | 1290 ROBSON STREET, Vancouver, BC V6E 1C1 | Plumbing Permit | Commercial | New | Completed | Commercial - CCC inspection requirement for Backflow installation on Dishwasher and Soap Injection | Sync Group Ltd
PP-2023-00032 | 2023-01-05 | 1717 HARO STREET #101, Vancouver, BC V6G 1H1 | Plumbing Permit | Commercial | Tenant Improvement | Issued | Commercial - UNIT# 101 Install 3 DCVA’s | Shore Plumbing & Heating Inc
PP-2023-02757 | 2023-08-03 | 1698 ROBSON STREET, Vancouver, BC V6G 1C7 | Plumbing Permit | Commercial | Addition | Completed | Commercial - The installation of one device for the ice machine and request a final inspection. | MLM NATIONAL PLUMBING.COM INC
EP-2022-07204 | 2022-08-26 | 1676 ROBSON STREET, Vancouver, BC V6G 1C7 | Electrical Permit | Commercial | Renovation | Completed | Installation / Repair - Commercial - Electrical works, remove the internal partition wall, restored its original condition and returned to the owner. (CF-2021-016517) >BP: Interior alterations to remove the nonloadbearing interior walls and change the use back to general office "shell" space in the existing mixed use commercial and residential building on this site. CF-2021-016517 Energy upgrade exempt: Interior demolition. Separate permits for any new tenant is required. OK to process as DTI as per D. Langevin | Vadas Electric Service Inc.
SP-2022-01184 | 2022-07-27 | 1676 ROBSON STREET, Vancouver, BC V6G 1C7 | Sprinkler Permit | Commercial | Renovation | Completed | Commercial - To Relocate 15 Sprinkler Heads Interior alterations to remove the nonloadbearing interior walls and change the use back to general office "shell" space in the existing mixed use commercial and residential building on this site. CF-2021-016517 *****This application does not include any of the following: 1. Not more than 20 sprinklers (add, relocate, or remove), 2. hydraulic calculations, 3. change in occupancy and /or hazard classification, 4. warehouse storage arrangements, 5. mobile compact storage arrangements, 6. alternative solutions, 7. changes to the sprinkler system supply piping (e.g. valves, mains, cross-mains, branch-lines, etc.), or 8. flexible sprinkler pipe. | General Sprinkler Systems Ltd
SP-2023-00042 | 2023-01-16 | 1174 ROBSON STREET, Vancouver, BC V6E 1B2 | Sprinkler Permit | Commercial | Tenant Improvement | Completed | Commercial - existing retail returns to basic unit >Exterior and Interior alterations to demise existing 1176 Robson Street to be two retail shell units 1174 and 1176 Robson St. at this existing mixed use building on this site. Scope of work includes: 1) New exterior entry for 1174 2) 2 hr demising wall and ceiling (horizontal shaft wall) Letters of assurance submitted: Sch A/B (Arch): Robert H. Lee, AIBC, 604.420.2233 Sch B/D (Arch - Envelope only): Min Wei Chen, P.Eng., 604.449.7789 Sch B (Struct): Vethanayagam Einstein Barathyraj, P.Eng. 604.295.8867 Sch B (Elec): Henry Randhawa, P.Eng. 604.370.3361 Sch B (Mech, Plumb): Jin Zing Song. 778.861.1566 Addressing Notes: 1174 Robson St - Retail Shell 1176 Robson St - Retail Shell 1176 Robson St has divided into 2 units, 1174 Robson St has been assigned to the newly created space and 1176 Robson St retained for the remaining space. 1174 & 1176 are to be posted as shown on the approved plans & clearly visible from the street prior to final inspection. | Yu Fire Protection Inc.
EP-2023-07829 | 2023-09-05 | 1174 ROBSON STREET, Vancouver, BC V6E 1B2 | Electrical Permit | Commercial | Renovation | Issued | Installation / Repair - Commercial - Install track lights and receptacles. There is no new walls or cutting of walls. Adding track lights and installing conduit for 5 receptacles. | Aaron Ronald Thom
EP-2023-08359 | 2023-09-22 | 1696 ROBSON STREET, Vancouver, BC V6G 1C7 | Electrical Permit | Commercial | Renovation | Completed | Installation / Repair - Commercial - 5 outlets for kitchen equipment, 5 2'x4' ceiling lights, 10 pendants lights and 10 LED strip lights >BP: Interior alterations only to provide tenant improvements for this Retail Limited Food Store at 1696 Robson Street at this existing mixed-use building on site. Scope of work includes : wall removal, new walls, doors, equipment's, plumbing and electrical work. 1. Class 5 Cooking Operations (No Hood): 2. Appliances are less than or equal to 6 kW Schedule B Plumbing - Alex Z.Q. Li, P.Eng - 778-323-1368 - ali@liaengineering.com OK for field review as per C. Yue July 5, 2023 | Technics Electric Ltd
PP-2023-03519 | 2023-10-11 | 1696 ROBSON STREET, Vancouver, BC V6G 1C7 | Plumbing Permit | Commercial | New | Completed | Commercial - Plumbing work. >BP: Interior alterations only to provide tenant improvements for this Retail Limited Food Store at 1696 Robson Street at this existing mixed-use building on site. Scope of work includes : wall removal, new walls, doors, equipment's, plumbing and electrical work. 1. Class 5 Cooking Operations (No Hood): 2. Appliances are less than or equal to 6 kW Schedule B Plumbing - Alex Z.Q. Li, P.Eng - 778-323-1368 - ali@liaengineering.com | Westin Plumbing & Heating Ltd
SP-2023-02035 | 2023-11-06 | 1696 ROBSON STREET, Vancouver, BC V6G 1C7 | Sprinkler Permit | Commercial | Tenant Improvement | Completed | Commercial - Additional 6 sprinkler heads >BP: Interior alterations only to provide tenant improvements for this Retail Limited Food Store at 1696 Robson Street at this existing mixed-use building on site. Scope of work includes : wall removal, new walls, doors, equipment's, plumbing and electrical work. For Plan Sketch and Under 20 sprinkler heads TI *****This application does not include any of the following: 1. Not more than 20 sprinklers (add, relocate, or remove), 2. hydraulic calculations, 3. change in occupancy and /or hazard classification, 4. warehouse storage arrangements, 5. mobile compact storage arrangements, 6. alternative solutions, 7. changes to the sprinkler system supply piping (e.g. valves, mains, cross-mains, branch-lines, etc.), or 8. flexible sprinkler pipe. | BLACK TUSK FIRE & SECURITY
EP-2022-01368 | 2022-02-24 | 1798 W GEORGIA STREET, Vancouver, BC V6G 2V7 | Electrical Permit | Commercial | Renovation | Completed | Installation / Repair - Commercial - Installing an isolation switch for the compressor. | AG Electric and Alarm Monitoring Co Ltd
EP-2023-06364 | 2023-07-14 | 1920 HARO STREET, Vancouver, BC V6G 1H6 | Electrical Permit | Commercial | Renovation | Completed | Installation / Repair - Commercial - Replace fire alarm panel. Note: This fire alarm system upgrade is limited only to the replacement of existing fire alarm panel without altering the existing wiring or outlet boxes. The issuance of this permit is based on Bulletin 2018-004-BU/EL. | Prowatt Electric Inc
PP-2023-04363 | 2023-12-19 | 1060 ALBERNI STREET #403, Vancouver, BC V6E 4K2 | Plumbing Permit | Residential | Addition | Issued | Residential - Adding laundry ***NOTE: Any structural work may require a building permit*** | Precise Plumbing & Heating Inc
EP-2022-04918 | 2022-06-13 | 148 ALEXANDER STREET, Vancouver, BC V6A 1B5 | Electrical Permit | Commercial | Tenant Improvement | Completed | Installation / Repair - Commercial - Safety Check Safety check and repairs to existing installation performed per Canadian Electrical Code | Sasco Contractors Ltd
SP-2022-01196 | 2022-07-29 | 148 ALEXANDER STREET, Vancouver, BC V6A 1B5 | Sprinkler Permit | Commercial | Renovation - Dwelling Unit(s) only | Completed | Commercial - add heads to accommodate proper coverage *****This application does not include any of the following: 1. Not more than 20 sprinklers (add, relocate, or remove), 2. hydraulic calculations, 3. change in occupancy and /or hazard classification, 4. warehouse storage arrangements, 5. mobile compact storage arrangements, 6. alternative solutions, 7. changes to the sprinkler system supply piping (e.g. valves, mains, cross-mains, branch-lines, etc.), or 8. flexible sprinkler pipe. | Five Star Fire Protection Ltd
EP-2022-04056 | 2022-06-13 | 1270 ROBSON STREET #704, Vancouver, BC V6E 3Z6 | Electrical Permit | Commercial | Renovation - Dwelling Unit(s) only | Completed | Installation / Repair - Commercial - Renovations to unit, update kitchen wiring, laundry room, bathroom, recess lighting and panel Interior alterations to provide improvements to this unit (704) in this existing multiple dwelling building on this site. Scope of work: Relocate interior walls, add washer and vent-less dryer, full kitchen & bathroom renovation, plumbing fixtures & electrical, finishes & painting throughout. | Demitri Isidorou
PP-2022-01472 | 2022-05-02 | 1270 ROBSON STREET #704, Vancouver, BC V6E 3Z6 | Plumbing Permit | Commercial | Renovation - Dwelling Unit(s) only | Completed | Commercial - SUITE #704 - 7TH FLOOR - Adding a laundry off bathroom stack Interior alterations to provide improvements to this unit (704) in this existing multiple dwelling building on this site. Scope of work: Relocate interior walls, add washer and vent-less dryer, full kitchen & bathroom renovation, plumbing fixtures & electrical, finishes & painting throughout. | J & L Ferda Electrical and Plumbing
EP-2023-04951 | 2023-06-08 | 543 GRANVILLE STREET #600, Vancouver, BC V6C 1X8 | Electrical Permit | Commercial | Renovation | Completed | Installation / Repair - Commercial - Minor renovation, installing plugs in re-framed wall. >BP: Interior alterations to provide tenant improvements for a new full floor office tenant on the 6th floor (#600) in this existing commercial building on this site. Scope of work: construct new partition walls to create 3 office spaces, finishes, millwork, electrical and sprinkler work. TENANT: Carraig Law Group LLP OK for Office TI Building Sprinklered - Separate sprinkler permit required for proposed sprinkler work. Energy checklist is currently no longer required with your Building Permit (BP) application. Some supporting documents are still required at BP stage, specifically Envelope and HVAC, if applicable. Service Water Heating and Lighting supporting documents, if applicable, must be submitted with your related trades permits (e.g. electrical and plumbing). | JZ Electric Ltd
EP-2023-03341 | 2023-04-19 | 543 GRANVILLE STREET #600, Vancouver, BC V6C 1X8 | Electrical Permit | Commercial | Tenant Improvement | Completed | Installation / Repair - Commercial - Washroom renovation, including; lighting-down lights, wall sconces, lighting controls, powered auto faucet & soap dispensers (low voltage). | Wespac Electrical Contractor Ltd
SP-2023-01325 | 2023-07-21 | 543 GRANVILLE STREET #701, Vancouver, BC V6C 1X8 | Sprinkler Permit | Commercial | Tenant Improvement | Completed | Commercial - add 2 heads to suit new layout >BP: #701 - 7th floor Interior alterations to provide tenant improvements for an office tenant on the 7th floor (#701) in this existing commercial building on this site. Scope of work: construct new partition walls to create office spaces, finishes, lighting, electrical and sprinkler work. *****This application does not include any of the following: 1. Not more than 20 sprinklers (add, relocate, or remove), 2. hydraulic calculations, 3. change in occupancy and /or hazard classification, 4. warehouse storage arrangements, 5. mobile compact storage arrangements, 6. alternative solutions, 7. changes to the sprinkler system supply piping (e.g. valves, mains, cross-mains, branch-lines, etc.), or 8. flexible sprinkler pipe. | Alpine Sprinkler Systems Ltd
EP-2023-05897 | 2023-06-30 | 543 GRANVILLE STREET #701, Vancouver, BC V6C 1X8 | Electrical Permit | Commercial | Renovation | Completed | Installation / Repair - Commercial - Installation of receptacles and data. >BP: Interior alterations to provide tenant improvements for an office tenant on the 7th floor (#701) in this existing commercial building on this site. Scope of work: construct new partition walls to create office spaces, finishes, lighting, electrical and sprinkler work. OK for DTI as per Kirat Kang - June 8, 2023 | Wespac Electrical Contractor Ltd
EP-2022-01384 | 2022-02-23 | 1050 BURRARD STREET #605, Vancouver, BC V6Z 2S3 | Electrical Permit | Residential | Renovation | Issued | Installation / Repair - Residential - replacing plugs and switches >BP: Interior alterations to provide improvements to this existing dwelling unit (Unit 605) on the 6TH Floor of this existing multiple dwelling building on this site. Scope of work includes: removing interior non-load bearing wall between the kitchen and dining room. Letters of assurance submitted: Sch B (Stuc): Kppsha Kheradmandnia, P.Eng., 778.979.7100 Note: - Energy upgrade triggers: E2 - HVAC - Install timers (up to 60 minute), or humidistat for washroom fan(s) | Xceltech Electric Ltd
SP-2022-00528 | 2022-04-12 | 909 BURRARD STREET #1705, Vancouver, BC V6Z 2N2 | Sprinkler Permit | Commercial | Renovation - Dwelling Unit(s) only | Completed | Commercial - NEW Havc room need 1 sprinkler head >BP: Unit 1705 - 17th Floor Interior alterations to provide improvements to this existing dwelling unit on the 17th Floor (#1705) of this mixed use building. Scope of work: full renovation including new floors (except the enclosed balcony), kitchen cabinets & adding an island, new bar area/cabinet in dining room, relocate HVAC, close off existing entry to walk in closet in master bathroom and make new entry from master bedroom, make new entry closet using space from 2nd bathroom. Electrical and plumbing to suit. *Impervious flooring must be maintained in the Enclosed Balcony. Ok for Field Review per K.Vogt. E2 - Lighting - Install lighting dimmer, timers, and/or motion detectors on interior lights Energy checklist is currently no longer required with your Building Permit (BP) application. Some supporting documents are still required at BP stage, specifically Envelope and HVAC, if applicable. Service Water Heating and Lighting supporting documents, if applicable, must be submitted with your related trades permits (e.g. electrical and plumbing). All energy upgrades will be checked during inspections stage. It is the applicant's responsibility to identify and note all required upgrades including energy upgrades on their BP drawings at BP stage. | Spectrum Fire Protection Ltd
EP-2022-02269 | 2022-03-22 | 909 BURRARD STREET #1705, Vancouver, BC V6Z 2N2 | Electrical Permit | Residential | Renovation | Completed | Installation / Repair - Residential - Add pots, strip lights , wiring move in kitchen , changing the bathroom fan. >BP: Unit 1705 - 17th Floor Interior alterations to provide improvements to this existing dwelling unit on the 17th Floor (#1705) of this mixed use building. Scope of work: full renovation including new floors (except the enclosed balcony), kitchen cabinets & adding an island, new bar area/cabinet in dining room, relocate HVAC, close off existing entry to walk in closet in master bathroom and make new entry from master bedroom, make new entry closet using space from 2nd bathroom. Electrical and plumbing to suit. *Impervious flooring must be maintained in the Enclosed Balcony. | Highlight Electrical Ltd
SP-2023-00281 | 2023-02-17 | 543 GRANVILLE STREET #1000, Vancouver, BC V6C 1X8 | Sprinkler Permit | Commercial | Tenant Improvement | Completed | Commercial - UNIT #1000-10TH FLOOR - add and relocate to suit new wall and ceiling layout >BP: #1000 - 10th floor ( #1000 expanding into #1001) Interior alterations for the existing office tenant on the 10th floor (#1000) to expand into #1001 (retaining #1000) to become a full floor tenant, and to provide improvements in this existing commercial building. Scope of work: remove portion of demising wall, remove/construct partition walls, doors, lighting and electrical work. *****This application does not include any of the following: 1. Not more than 20 sprinklers (add, relocate, or remove), 2. hydraulic calculations, 3. change in occupancy and /or hazard classification, 4. warehouse storage arrangements, 5. mobile compact storage arrangements, 6. alternative solutions, 7. changes to the sprinkler system supply piping (e.g. valves, mains, cross-mains, branch-lines, etc.), or 8. flexible sprinkler pipe. | Alpine Sprinkler Systems Ltd
EP-2023-01367 | 2023-02-17 | 543 GRANVILLE STREET #1000, Vancouver, BC V6C 1X8 | Electrical Permit | Commercial | Tenant Improvement | Completed | Installation / Repair - Commercial - Tenant Improvements including; new power and data for work stations and new floor monument for boardroom. NO CHANGES TO LIGHTNING >BP: #1000 - 10th floor ( #1000 expanding into #1001) Interior alterations for the existing office tenant on the 10th floor (#1000) to expand into #1001 (retaining #1000) to become a full floor tenant, and to provide improvements in this existing commercial building. Scope of work: remove portion of demising wall, remove/construct partition walls, doors, lighting and electrical work. TENANT: Lindsey MacCarthy LLP Sprinklered Building - Building inspector to determine on site if a separate sprinkler permit required. E2 - Lighting - Upgrade to incorporate Automatic Partial OFF (per 9.4.1.1.(g) of ASHRAE 90.1-2016) Energy checklist is currently no longer required with your Building Permit (BP) application. Some supporting documents are still required at BP stage, specifically Envelope and HVAC, if applicable. Service Water Heating and Lighting supporting documents, if applicable, must be submitted with your related trades permits (e.g. electrical and plumbing). All energy upgrades will be checked during inspections stage. It is the applicant's responsibility to identify and note all required upgrades including energy upgrades on their BP drawings at BP stage Amend: Apr 12th, 2023 add class 2 - low voltage (for data wiring) to permit and increase the job value from $3,000.00 to $6,000.00 | Wespac Electrical Contractor Ltd
SP-2022-01010 | 2022-06-21 | 543 GRANVILLE STREET #1100, Vancouver, BC V6C 1X8 | Sprinkler Permit | Commercial | Tenant Improvement | Completed | Commercial - Add and relocate sprinkler heads to suit wall and ceiling layout >BP: #1100 - 11th Floor Interior alterations to provide tenant improvement for this new full floor office tenant on the 11th floor (#1100) of this existing commercial use building on this site. >*****This application does not include any of the following: 1. Not more than 20 sprinklers (add, relocate, or remove), 2. hydraulic calculations, 3. change in occupancy and /or hazard classification, 4. warehouse storage arrangements, 5. mobile compact storage arrangements, 6. alternative solutions, 7. changes to the sprinkler system supply piping (e.g. valves, mains, cross-mains, branch-lines, etc.), or 8. flexible sprinkler pipe. Scope of work: remove/construct non-load bearing partition walls, doors, millwork, finishes, flooring, electrical and sprinkler work. TENANT: Pinnacle Renewable Inc Building Sprinklered – Separate sprinkler permit required for proposed sprinkler work. | Alpine Sprinkler Systems Ltd
EP-2022-02828 | 2022-04-12 | 543 GRANVILLE STREET #1100, Vancouver, BC V6C 1X8 | Electrical Permit | Commercial | Tenant Improvement | Completed | Installation / Repair - Commercial - Office renovation including: Outlets, minor lighting changes/relocates (no change/additon to loads) and data wiring >BP: Interior alterations to provide tenant improvement for this new full floor office tenant on the 11th floor (#1100) of this existing commercial use building on this site. Scope of work: demo/construction of non-load bearing partition walls, doors, millwork, finishes, flooring for new layout. Electrical, & Sprinklers to suit. TENANT: Pinnacle Renewable Inc Building Sprinklered – Separate sprinkler permit required for proposed sprinkler work. OK For Field Review per Kim V - Apr 1/22 E2 - Lighting - Upgrade to Local Control (per 9.4.1.1.(a) of ASHRAE 90.1-2016) Energy checklist is currently no longer required with your Building Permit (BP) application. Some supporting documents are still required at BP stage, specifically Envelope and HVAC, if applicable. Service Water Heating and Lighting supporting documents, if applicable, must be submitted with your related trades permits (e.g. electrical and plumbing). All energy upgrades will be checked during inspections stage. It is the applicant's responsibility to identify and note all required upgrades including energy upgrades on their BP drawings at BP stage. | Wespac Electrical Contractor Ltd
EP-2023-09712 | 2023-11-06 | 543 GRANVILLE STREET #1200, Vancouver, BC V6C 1X8 | Electrical Permit | Commercial | Tenant Improvement | Completed | Installation / Repair - Commercial - Washroom renovation, including; lighting-down lights, wall sconces, lighting controls, powered auto faucet & soap dispensers (low voltage). | Wespac Electrical Contractor Ltd
SP-2023-01266 | 2023-07-17 | 543 GRANVILLE STREET #1400, Vancouver, BC V6C 1X8 | Sprinkler Permit | Commercial | Tenant Improvement | Completed | Commercial - relocate 2 sprinkler heads to suit new wall and ceiling layout >BP: #1402 - 14th floor (demised from #1400) Interior alterations to 14th floor to demise this full floor tenant space into two units (to be #1400 & #1402) and provide improvements to #1402 in this existing commercial building. Scope of work: construct new demising wall, remove and install new partition walls, door, millwork, finishes. Electrical, Plumbing, & sprinklers to suit. *****This application does not include any of the following: 1. Not more than 20 sprinklers (add, relocate, or remove), 2. hydraulic calculations, 3. change in occupancy and /or hazard classification, 4. warehouse storage arrangements, 5. mobile compact storage arrangements, 6. alternative solutions, 7. changes to the sprinkler system supply piping (e.g. valves, mains, cross-mains, branch-lines, etc.), or 8. flexible sprinkler pipe. | Alpine Sprinkler Systems Ltd
EP-2023-05177 | 2023-06-09 | 543 GRANVILLE STREET #1400, Vancouver, BC V6C 1X8 | Electrical Permit | Commercial | Tenant Improvement | Completed | Installation / Repair - Commercial - Tenant Improvements, including: Demo of existing data and tel board, to reuse existing data cables in new patch location. Power circuits to four whip feeds to new work station location. Tv receptacle and Floor connect track to middle table location. Three new dedicated counter plugs. Installation of 22 new cat 6 plenum cables Plus one HDMI for TV. Re-re existing data to new 48 port patch panel in new location. NO Changes to lighting. * Hazardous Materials Assessment cleared, June 28, RMN >BP: #1402 - 14th floor (demised from #1400) Interior alterations to 14th floor to demise this full floor tenant space into two units (to be #1400 & #1402) and provide improvements to #1402 in this existing commercial building. Scope of work: construct new demising wall, remove and install new partition walls, door, millwork, finishes. Electrical, Plumbing, & sprinklers to suit. TENANT: Capreit LP Energy checklist is currently no longer required with your Building Permit (BP) application. Some supporting documents are still required at BP stage, specifically Envelope and HVAC, if applicable. Service Water Heating and Lighting supporting documents, if applicable, must be submitted with your related trades permits (e.g. electrical and plumbing). | Wespac Electrical Contractor Ltd
PP-2023-01550 | 2023-05-08 | 989 NELSON STREET #911, Vancouver, BC V6Z 2S1 | Plumbing Permit | Commercial | Renovation | Completed | Commercial - Tub and shower re and re | Peter A Zwickel
PP-2023-04212 | 2023-12-01 | 1816 HARO STREET #2201, Vancouver, BC V6G 2Y7 | Plumbing Permit | Commercial | Renovation - Dwelling Unit(s) only | Issued | Commercial - UNIT #2201 - Plumbing Renovation >BP: Interior alterations to renovate this dwelling unit #2201 on the 22 floor of this existing Multiple Dwelling Building on this site. | Costello and Co. Plumbing Inc
EP-2023-10589 | 2023-11-23 | 1816 HARO STREET #2201, Vancouver, BC V6G 2Y7 | Electrical Permit | Commercial | Renovation - Dwelling Unit(s) only | Issued | Installation / Repair - Commercial - Suit Reno: - wire clean up, re-route, re-run - eliminate aluminum wiring where possible/replacing branch ccts with new copper wiring - replace main electrical panel (updated with Siemens, more breaker space) - add pot lights in drops (bedroom, bathroom, kitchen, living room) - replace bathroom fan >BP: Interior alterations to renovate this dwelling unit #2201 on the 22 floor of this existing Multiple Dwelling Building on this site. OK for BP only to remove the glass enclosure. OK FOR DTI PROCESSING BY J. ZHANG. | New Moon Electric Ltd
PP-2023-02283 | 2023-06-27 | 1060 ALBERNI STREET #504, Vancouver, BC V6E 4K2 | Plumbing Permit | Residential | Renovation - Dwelling Unit(s) only | Completed | Residential - UNIT #504 - Adding a ensuite washing machine approved by strata.(adding laundry box rough in) Please Note: Any Structural work may require a Building Permit. | Trust It Plumbing Inc
PP-2023-01432 | 2023-04-25 | 740 DENMAN STREET, Vancouver, BC V6G 2L5 | Plumbing Permit | Commercial | New | Issued | Commercial - BackFlow device Install | Milani Plumbing Heating & Air Conditioning Ltd
NULL | NULL | 740 DENMAN STREET, Vancouver, BC V6G 2L5 | Plumbing Permit | Commercial | New | Draft | Commercial - BackFlow Install | Milani Plumbing Heating & Air Conditioning Ltd
PP-2023-00475 | 2023-02-10 | 935 DENMAN STREET, Vancouver, BC V6G 2L9 | Plumbing Permit | Commercial | Addition | Completed | Commercial - Cross Connection Device installation | Kyle N Rouseau
EP-2022-09531 | 2022-11-10 | 923 DENMAN STREET, Vancouver, BC V6G 2L9 | Electrical Permit | Commercial | Renovation | Completed | Installation / Repair - Commercial - Install customer supplied data rack and electronics. Route data to office locations as required. Terminate and test in new equipment as required. | Houle Electric Limited
MP-2023-01577 | 2023-08-28 | 1280 NICOLA STREET #104, Vancouver, BC V6G 2E9 | Mechanical Permit | NULL | NULL | Completed | NULL | Kits Plumbing and Heating Ltd
EP-2023-07940 | 2023-09-13 | 1280 NICOLA STREET #104, Vancouver, BC V6G 2E9 | Electrical Permit | Commercial | Renovation - Dwelling Unit(s) only | Completed | Installation / Repair - Commercial - #104 Delete baseboard heating and provide new wiring for AC / Heat pump. *MP-2023-01577: Issued (Heating and Cooling) | Kato Electrical Inc
EP-2023-01402 | 2023-02-21 | 1176 ROBSON STREET, Vancouver, BC V6E 1B2 | Electrical Permit | Commercial | Renovation | Completed | Installation / Repair - Commercial - To run wiring to re-feed two (2) manual stations in unit 1176 that are currently not working and were disconnected by others * There is an on-going reno at this site >BP: Exterior and Interior alterations to demise existing 1176 Robson Street to be two retail shell units 1174 and 1176 Robson St. at this existing mixed use building on this site. Scope of work includes: 1) New exterior entry for 1174 2) 2 hr demising wall and ceiling (horizontal shaft wall) Revision #1 for structural Improvements made so upgrading capacity is stronger, and adding fire separation wall added between 1174 and 1176. Revision #2 to update the Mechanical Plans to accommodate the changes to the Structural Plans as submitted for Revision #1. Letters of assurance submitted: Sch A/B (Arch): Robert H. Lee, AIBC, 604.420.2233 Sch B/D (Arch - Envelope only): Min Wei Chen, P.Eng., 604.449.7789 Sch B (Struct): Vethanayagam Einstein Barathyraj, P.Eng. 604.295.8867 Sch B (Elec): Henry Randhawa, P.Eng. 604.370.3361 Sch B (Mech, Plumb): Jin Zing Song. 778.861.1566 1176 Robson St has divided into 2 units, 1174 Robson St has been assigned to the newly created space and 1176 Robson St retained for the remaining space. 1174 & 1176 are to be posted as shown on the approved plans & clearly visible from the street prior to final inspection. | Fina Electrical Systems Ltd
EP-2023-03503 | 2023-05-01 | 1176 ROBSON STREET, Vancouver, BC V6E 1B2 | Electrical Permit | Commercial | Renovation | Completed | Installation / Repair - Commercial - Disconnecte all device and remove the wires. Scope of the fire alarm system upgrade: wire and install a new bell and a new pull station at 1176 Robson St. according to the attached plan. >BP: Exterior and Interior alterations to demise existing 1176 Robson Street to be two retail shell units 1174 and 1176 Robson St. at this existing mixed use building on this site. Scope of work includes: 1) New exterior entry for 1174 2) 2 hr demising wall and ceiling (horizontal shaft wall) Revision #1 for structural Improvements made so upgrading capacity is stronger, and adding fire separation wall added between 1174 and 1176. Revision #2 to update the Mechanical Plans to accommodate the changes to the Structural Plans as submitted for Revision #1. Letters of assurance submitted: Sch A/B (Arch): Robert H. Lee, AIBC, 604.420.2233 Sch B/D (Arch - Envelope only): Min Wei Chen, P.Eng., 604.449.7789 Sch B (Struct): Vethanayagam Einstein Barathyraj, P.Eng. 604.295.8867 Sch B (Elec): Henry Randhawa, P.Eng. 604.370.3361 Sch B (Mech, Plumb): Jin Zing Song. 778.861.1566 Addressing Notes: 1176 Robson St has divided into 2 units, 1174 Robson St has been assigned to the newly created space and 1176 Robson St retained for the remaining space. 1174 & 1176 are to be posted as shown on the approved plans & clearly visible from the street prior to final inspection. | Eudemon Electrical Ltd
EP-2023-03504 | NULL | 1176 ROBSON STREET, Vancouver, BC V6E 1B2 | Electrical Permit | Commercial | Renovation | Withdrawn | Installation / Repair - Commercial - Disconnecte all device and remove the wires. | Eudemon Electrical Ltd
EP-2022-00403 | 2022-01-25 | 1194 ROBSON STREET, Vancouver, BC V6E 1B2 | Electrical Permit | Commercial | Renovation | Completed | Installation / Repair - Commercial - LED indoor sign wiring and installation - simple LED WELCOME letter ( 8'' X 16''} on the wall >BP: Interior alterations to provide improvements for this existing Retail (Limited Food Service) (maximum 16 seats) at 1194 on the ground floor of this commercial building on this site. Scope of work includes removing existing mill work and constructing an interior wall. NEW TENANT: Machi Machi Vancouver OK for Field Review per W.Wong, May 10, 2021 Notes: This building is sprinklered. A separate sprinkler permit is required for all related work - Energy Upgrade: E2 - Lighting - Upgrade to Restricted to Manual ON (per 9.4.1.1.(b) of ASHRAE 90.1-2016) | Shuming Electric Ltd
EP-2022-05357 | 2022-07-12 | 1717 HARO STREET #301, Vancouver, BC V6G 1H1 | Electrical Permit | Commercial | Addition | Completed | Installation / Repair - Commercial - Install EV charger in the parkade. Load calculation: CEC rule 8-106 (8). Historical Peak Demand: 52,926 watts EVSE Load: + 6,240 watts New Load Calculation: 59,166 watts | Admiralty Contracting Ltd
NULL | NULL | 845 CHILCO STREET #1201, Vancouver, BC V6G 2R2 | Plumbing Permit | Residential | Renovation | Payment Pending | Residential - Kitchen, laundry, 2 bothroom | CRYSTAL SPRING PLUMBING
EP-2022-02426 | NULL | 989 NELSON STREET #714, Vancouver, BC V6Z 2S1 | Electrical Permit | Residential | Renovation - Dwelling Unit(s) only | Withdrawn | Installation / Repair - Residential - Installing approx. 20 retrofit pot lights using switch-legs from existing lights. | Operator Electrical Incorporated
EP-2022-00044 | 2022-01-07 | 1549 HARO STREET #3, Vancouver, BC V6G 1G3 | Electrical Permit | Commercial | Renovation - Dwelling Unit(s) only | Completed | Installation / Repair - Commercial - Renovate existing town house unit. Rewire kitchen & rooms. Add new pot lights, switch & plugs. Replace old base board heaters -CF-2020-005263 >BP: Exterior and interior alterations to provide improvements to this existing unit (#3) in this multiple dwelling building on this site. Scope of Work; Remove enclosure and restore balcony with balcony doors. Kitchen and bath reno, construct interior walls, electrical and plumbing to suit. Finishing throughout. | JDM ELECTRICAL LTD
SP-2022-00024 | 2022-01-13 | 1549 HARO STREET #3, Vancouver, BC V6G 1G3 | Sprinkler Permit | Commercial | Renovation - Dwelling Unit(s) only | Completed | Commercial - Relocate one head and one new head >BP: Exterior and interior alterations to provide improvements to this existing unit (#3) in this multiple dwelling building on this site. Scope of Work; Remove enclosure and restore balcony with balcony doors. Kitchen and bath reno, construct interior walls, electrical and plumbing to suit. Finishing throughout. OK for field review as per Rosa Astorino - October 13, 2021 >*****This application does not include any of the following: 1. Not more than 20 sprinklers (add, relocate, or remove), 2. hydraulic calculations, 3. change in occupancy and /or hazard classification, 4. warehouse storage arrangements, 5. mobile compact storage arrangements, 6. alternative solutions, 7. changes to the sprinkler system supply piping (e.g. valves, mains, cross-mains, branch-lines, etc.), or 8. flexible sprinkler pipe. | BC FIRE SPRINKLERS--Gordon Knight
PP-2022-00171 | 2022-01-21 | 1549 HARO STREET #3, Vancouver, BC V6G 1G3 | Plumbing Permit | Commercial | Renovation - Dwelling Unit(s) only | Completed | Commercial - SUITE #3 - Add 1 bathroom group Replace plumbing fixture for existing kitchen and bath renovation. Exterior and interior alterations to provide improvements to this existing unit (#3) in this multiple dwelling building on this site. Scope of Work; Remove enclosure and restore balcony with balcony doors. Kitchen and bath reno, construct interior walls, electrical and plumbing to suit. Finishing throughout. | Ezaid Plumbing and Heating Ltd
PP-2023-03297 | 2023-09-19 | 101 ROBSON STREET, Vancouver, BC V6B 2A8 | Plumbing Permit | Commercial | Renovation | Completed | Commercial - Installing kitchen sink, dishwasher, ice machine, espresso machine and dipper well. REPLACING FIXTURES ONLY | Green Tech Plumbing & Heating Ltd
EP-2023-05829 | 2023-07-11 | 101 ROBSON STREET, Vancouver, BC V6B 2A8 | Electrical Permit | Commercial | Renovation | Completed | Installation / Repair - Commercial - Change lighting fixtures,relocate receptacles -We are not adding any new light ,just changing bulbs of existing pot lights No any addition of lights | AMJ ELECTRIC SERVICES INC
EP-2023-00403 | 2023-01-18 | 111 ROBSON STREET, Vancouver, BC V6B 6P5 | Electrical Permit | Commercial | Renovation | Completed | Installation / Repair - Commercial - Disconnect and reconnect front desk. Rework some landscape wiring. | Keelaco Projects Inc
SP-2022-01648 | 2022-10-07 | 360 CARRALL STREET, Vancouver, BC V6B 2J3 | Sprinkler Permit | Commercial | Renovation | Completed | Commercial - Add or relocate 9 heads from existing piping Exterior and interior alterations to provide tenant improvements and Change of Use from to this existing retail limited food space in this existing municipally designated heritage building. The scope includes to add 24"x20" louvers at the rear garage room and at the front soffit, facing Carrall Street. See Mechanical Drawing for details. *****This application does not include any of the following: 1. Not more than 20 sprinklers (add, relocate, or remove), 2. hydraulic calculations, 3. change in occupancy and /or hazard classification, 4. warehouse storage arrangements, 5. mobile compact storage arrangements, 6. alternative solutions, 7. changes to the sprinkler system supply piping (e.g. valves, mains, cross-mains, branch-lines, etc.), or 8. flexible sprinkler pipe. | Acme Fire and Safety co
EP-2022-08869 | 2022-10-26 | 360 CARRALL STREET, Vancouver, BC V6B 2J3 | Electrical Permit | Commercial | Tenant Improvement | Completed | Installation / Repair - Commercial - tennant improvement - full unit Adding oven, proofer, receptacles for convenience, sign light, wall sconces outside, 2 mixer locations. Adding ashrae timeclocks for area lighting and motion for washroom lights. >>BP: Exterior and interior alterations to provide tenant improvements and Change of Use from to this existing retail limited food space in this existing municipally designated heritage building. The scope includes to add 24"x20" louvers at the rear garage room and at the front soffit, facing Carrall Street. See Mechanical Drawing for details. Sch B. (Mech. & Plumb.): Alex P.L. Lee, 604-324-8763, leesonengineering E2-Lighting - Upgrade to incorporate Scheduled Shutoff (per 9.4.1.1.(i) of ASHRAE 90.1-2016) - Dwg #: A-1 Hap Memo: Add 24"x20" louvers at the rear garage room and at the front soffit, facing Carrall Street, as per submitted mechanical drawing. | PROVEN ENERGY ELECTRIC LTD
NULL | NULL | 360 CARRALL STREET, Vancouver, BC V6B 2J3 | Gas Permit | Commercial | Renovation | Draft | Commercial - Gas line for makeup air unit | Johnny Wong DBA JLW Heating & Plumbing
GP-2022-03288 | 2022-10-25 | 360 CARRALL STREET, Vancouver, BC V6B 2J3 | Gas Permit | Commercial | Renovation | Issued | Commercial - Gas line for makeup air unit | Johnny Wong DBA JLW Heating & Plumbing
NULL | NULL | 360 CARRALL STREET, Vancouver, BC V6B 2J3 | Gas Permit | Commercial | Tenant Improvement | Withdrawn | Commercial - new 1" cast iron feed from meter base in garbage room to make up air unit in suite. Install regulator and make up air unit | NULL
PP-2022-03478 | 2022-10-11 | 360 CARRALL STREET, Vancouver, BC V6B 2J3 | Plumbing Permit | Commercial | Tenant Improvement | Completed | Commercial - reconfiguration of the sanitary and water supply lines to suit new layout as per engineer drawing. Installation of grease interceptor and fixtures as per engineer drawings Exterior and interior alterations to provide tenant improvements and Change of Use from to this existing retail limited food space in this existing municipally designated heritage building. The scope includes to add 24"x20" louvers at the rear garage room and at the front soffit, facing Carrall Street. See Mechanical Drawing for details. | Ronald O'Neill
GP-2023-01400 | 2023-05-01 | 137 ALEXANDER STREET, Vancouver, BC V6A 1B8 | Gas Permit | Residential | Tenant Improvement | Cancelled | Residential - To remove existing boiler and replace with new May 5/2023-AMEND -to cancel permit - permit under TSBC jurisdiction | Lew Plumbing And Heating Ltd
GP-2022-00512 | 2022-02-17 | 141 ALEXANDER STREET, Vancouver, BC V6A 1B8 | Gas Permit | Residential | Renovation | Completed | Residential - Install one natural gas fireplace insert Townhouse with own meter | Vancouver Gas Fireplaces Ltd
EP-2022-03916 | 2022-05-13 | 828 HOWE STREET #914, Vancouver, BC V6Z 2X2 | Electrical Permit | Commercial | Addition | Completed | Installation / Repair - Commercial - Install heat trace to domestic cold water & heat pump supply & return on roof; electrical connections by others. | Artech Electric Ltd
EP-2023-07159 | 2023-08-08 | 183 KEEFER PLACE #502, Vancouver, BC V6B 6B9 | Electrical Permit | Commercial | Renovation - Dwelling Unit(s) only | Completed | Installation / Repair - Commercial - Electrical installation for kitchen renovation, and installing some pot lights. >BP: Interior alterations to renovate the dwelling unit #502 on the 5th floor of this existing Multiple Dwelling building on this site. OK FOR DTI BY J. ZHANG, JUNE 23, 2023. | Amir Hossein Rastjoo
PP-2023-03156 | 2023-09-07 | 183 KEEFER PLACE #502, Vancouver, BC V6B 6B9 | Plumbing Permit | Commercial | Renovation - Dwelling Unit(s) only | Completed | Commercial - Kitchen update. New sink and dishwasher installation >BP: Interior alterations to renovate the dwelling unit #502 on the 5th floor of this existing Multiple Dwelling building on this site. | AVATAR PLUMBING AND HEATING LTD
PP-2023-03860 | 2023-11-02 | 717 JERVIS STREET #3001, Vancouver, BC V6E 4L5 | Plumbing Permit | Commercial | Renovation - Dwelling Unit(s) only | Issued | Commercial - - Move kitchen water, drain and vent lines. - Install new drain and tub in main bathroom. - Install two new shower valves and components. - Adjusted drain and water lines for free standing tub. >BP: #3001 Interior alterations to renovate this existing dwelling unit #3001 on the 30th floor of this existing Multiple Dwelling building on this site. | Artisan Plumbing & Heating Ltd
EP-2023-09087 | 2023-10-24 | 717 JERVIS STREET #3001, Vancouver, BC V6E 4L5 | Electrical Permit | Commercial | Renovation - Dwelling Unit(s) only | Issued | Installation / Repair - Commercial - Kitchen and bathroom renovations. Kitchen: Replace existing pot lights with LED downlights. Add 20 Amp GFCI Plug. Change from standalone range to wall oven and cooktop in island. Replace baseboard heat with electric floor heating. Bathrooms: Replace fans and pot lights. Replace baseboard heat with electric floor heating. Replace existing light fixtures, plugs, switches. Possible electrical panel replacement >BP: Interior alterations to renovate this existing dwelling unit #3001 on the 30th floor of this existing Multiple Dwelling building on this site. OK to process as DTI as per J. Zhang August 23, 2023 | Save On Electrical Ltd
EP-2023-03797 | 2023-05-02 | 989 NELSON STREET #1006, Vancouver, BC V6Z 2S1 | Electrical Permit | Commercial | Renovation | Completed | Installation / Repair - Commercial - Bathroom and kitchen renovation. Re-locating counter receptacles, dishwasher and stove to accommodate the new layout. Installing recessed lighting in the bathroom and kitchen. >BP: Interior alterations to provide improvements to dwelling unit #1006 on the 10th floor of this multiple dwelling building on this site. E2 - Appliances - Upgrade to an Energuide/Energy Star appliance (washer; dryer) OK for DTI per W. Wong December 14, 2022 Structural Schedule B may be required by District Building Inspector to be determined on site. | Ciprian Romeo Barbu
PP-2023-01526 | 2023-05-02 | 989 NELSON STREET #1006, Vancouver, BC V6Z 2S1 | Plumbing Permit | Residential | Renovation | Completed | Residential - shower drain and roughin >BP: Interior alterations to provide improvements to dwelling unit #1006 on the 10th floor of this multiple dwelling building on this site. E2 - Appliances - Upgrade to an Energuide/Energy Star appliance (washer; dryer) | Goldstein Plumbing & Gas
MP-2022-00218 | 2022-09-14 | 580 SHANGHAI ALLEY #201, Vancouver, BC V6B 1R1 | Mechanical Permit | NULL | NULL | Completed | NULL | Atlantic Electric Ltd
EP-2022-06874 | 2022-09-23 | 580 SHANGHAI ALLEY #201, Vancouver, BC V6B 1R1 | Electrical Permit | Commercial | Addition | Completed | Installation / Repair - Commercial - add a sub panel and feed a AC unit in the kitchen area -MP-2022-00218 | Atlantic Electric Ltd
SP-2024-00058 | NULL | 1022 ALBERNI STREET, Vancouver, BC V6E 1A3 | Sprinkler Permit | Commercial | Renovation | In Review | Commercial - Returning 3 units back to BB and demo >BP: Interior demolition to these two existing retail stores on level 1 & 2 of this mixed use building. Including removal of the escalator and infilling the opening. | Elite Fire Protection Ltd
EP-2022-05473 | 2022-06-28 | 570 GRANVILLE STREET, Vancouver, BC V6C 3P1 | Electrical Permit | Commercial | Tenant Improvement | Completed | Installation / Repair - Commercial - Tenant Improvements including; receptacles and data, lighting and controls. >BP: #820 - 8th Floor Interior alterations to provide tenant improvement for a new office tenant on the 8th floor (#820) of this existing commercial use building. Scope of work: Demolish/construct a partition wall to create new boardroom, and two new offices, new door, new paint and carpet throughout and electrical work to suit. TENANT: HPC Financial Services Inc. | Wespac Electrical Contractor Ltd
PP-2022-03190 | 2022-10-13 | 717 JERVIS STREET #802, Vancouver, BC V6E 4L5 | Plumbing Permit | Commercial | Renovation - Dwelling Unit(s) only | Issued | Commercial - SUITE #802 - REPLACE FIXTURES | Crest Mechanical Corp
EP-2022-03576 | 2022-05-03 | 717 JERVIS STREET #1101, Vancouver, BC V6E 4L5 | Electrical Permit | Residential | Renovation | Completed | Installation / Repair - Residential - Wiring in the kitchen, installing pot lights in the bathrooms and kitchen, relocating few switches >BP: CF-2022-000403 Interior alterations to provide improvements in unit #1101 (11th floor) in this existing multiple dwelling building on this site. Scope of work: Demolish interior walls between the kitchen and the living room to create an open concept, new bathroom fixtures, reduce entrance closet in size, new finishes (paint, flooring), electrical and plumbing related work. OK For Field Review per Kim V - Mar 4/22 The services of a Structural Engineer may be required, based upon site inspection by the District Building Inspector. Building Sprinklered – Building inspector to determine on site if a separate sprinkler permit is required/ Not required as per DBI. E2 - Appliances - Upgrade to an Energuide/Energy Star appliance (fridge; dishwasher; washer; dryer) Energy checklist is currently no longer required with your Building Permit (BP) application. Some supporting documents are still required at BP stage, specifically Envelope and HVAC, if applicable. Service Water Heating and Lighting supporting documents, if applicable, must be submitted with your related trades permits (e.g. electrical and plumbing). All energy upgrades will be checked during inspections stage. It is the applicant’s responsibility to identify and note all required upgrades including energy upgrades on their BP drawings at BP stage. | Levan Electrical Services Inc
PP-2022-01373 | 2022-04-25 | 717 JERVIS STREET #1101, Vancouver, BC V6E 4L5 | Plumbing Permit | Commercial | Renovation | Completed | Commercial - SUITE #1101 - 11TH FLOOR - Two new shower, One new tub Remove the old and reinstall two basin two toilets one kitchen sink and dishwasher at the end. #1101 - 11th Floor CF-2022-000403 Interior alterations to provide improvements in unit #1101 (11th floor) in this existing multiple dwelling building on this site. Scope of work: Demolish interior walls between the kitchen and the living room to create an open concept, new bathroom fixtures, reduce entrance closet in size, new finishes (paint, flooring), electrical and plumbing related work. | B-Line Plumbing and Heating Ltd
SP-2022-00034 | 2022-01-28 | 574 GRANVILLE STREET, Vancouver, BC V6C 1W6 | Sprinkler Permit | Commercial | Tenant Improvement | Completed | Commercial - add and relocate sprinkler heads to suit new wall and ceiling layout >BP: Minor Renovation Exterior and interior alterations and installing new cooking equipment and ventilation system for a new Retail (Limited Food Service) tenant at this existing Retail (shell) unit on the first floor of this high rise commercial building on this site. Exterior work includes new exhaust grille discharge on to the lane. Note: 1- OK for DB per D. Cha, June 15, 2021 2- Class- 2 Cooking operation. NFPA 96 hood and ducting for the PIZZA oven per the manufacturer's recommendation. 3- Retail (Food Ltd) maximum 16 seats > *****This application does not include any of the following: 1. Not more than 20 sprinklers (add, relocate, or remove), 2. hydraulic calculations, 3. change in occupancy and /or hazard classification, 4. warehouse storage arrangements, 5. mobile compact storage arrangements, 6. alternative solutions, 7. changes to the sprinkler system supply piping (e.g. valves, mains, cross-mains, branch-lines, etc.), or 8. flexible sprinkler pipe | Alpine Sprinkler Systems Ltd
EP-2022-00543 | 2022-01-27 | 574 GRANVILLE STREET, Vancouver, BC V6C 1W6 | Electrical Permit | Commercial | Tenant Improvement | Completed | Installation / Repair - Commercial - Tenant Improvement, add equipment receptacles, add new lighting. -There is an existing fire alarm system in the space. The engineer has added a card for suppression system, and a few speakers to the existing system. >BP: Minor Renovation Exterior and interior alterations and installing new cooking equipment and ventilation system for a new Retail (Limited Food Service) tenant at this existing Retail (shell) unit on the first floor of this high rise commercial building on this site. Exterior work includes new exhaust grille discharge on to the lane. Note: 1- OK for DB per D. Cha, June 15, 2021 2- Class- 2 Cooking operation. NFPA 96 hood and ducting for the PIZZA oven per the manufacturer's recommendation. 3- Retail (Food Ltd) maximum 16 seats | Western Waves Electric Ltd
PP-2022-00280 | 2022-01-28 | 574 GRANVILLE STREET, Vancouver, BC V6C 1W6 | Plumbing Permit | Commercial | Tenant Improvement | Completed | Commercial - addition of 4 sinks for pizza place Minor Renovation Exterior and interior alterations and installing new cooking equipment and ventilation system for a new Retail (Limited Food Service) tenant at this existing Retail (shell) unit on the first floor of this high rise commercial building on this site. Exterior work includes new exhaust grille discharge on to the lane. | Hashtag Plumbing Inc
EP-2022-03189 | 2022-04-22 | 574 GRANVILLE STREET, Vancouver, BC V6C 1W6 | Electrical Permit | Commercial | Renovation | Completed | Installation / Repair - Commercial - Cameras and alarm installation >BP: Minor Renovation Exterior and interior alterations and installing new cooking equipment and ventilation system for a new Retail (Limited Food Service) tenant at this existing Retail (shell) unit on the first floor of this high rise commercial building on this site. Exterior work includes new exhaust grille discharge on to the lane. Note: 1- OK for DB per D. Cha, June 15, 2021 2- Class- 2 Cooking operation. NFPA 96 hood and ducting for the PIZZA oven per the manufacturer's recommendation. 3- Retail (Food Ltd) maximum 16 seats | Alarm Max Security Inc
GP-2022-01002 | 2022-03-31 | 574 GRANVILLE STREET, Vancouver, BC V6C 1W6 | Gas Permit | Commercial | New | Cancelled | Commercial - Hooking up Pizza Oven in existing gas line Minor Renovation Exterior and interior alterations and installing new cooking equipment and ventilation system for a new Retail (Limited Food Service) tenant at this existing Retail (shell) unit on the first floor of this high rise commercial building on this site. Exterior work includes new exhaust grille discharge on to the lane. | Century Twenty One Gas & Heating Co. Ltd
EP-2023-00262 | 2023-01-12 | 570 GRANVILLE STREET #300, Vancouver, BC V6C 3P1 | Electrical Permit | Commercial | Tenant Improvement | Completed | Installation / Repair - Commercial - Tenant Improvements including; new data and Cat6 drops, new outlets, new HDMI floor outlet, lighting control (no new lighting). >BP: Interior alterations to provide tenant improvement to a new office tenant on the 2nd floor (#300) of this existing commercial use building. Scope of work: Demolish interior walls, doors, frames and glazing. Construct new partition wall for boardroom and offices, electrical and sprinkler work. TENANT: MLG Law Corporation Building Sprinklered – Separate sprinkler permit required for proposed sprinkler work. E2 - Lighting - Upgrade to incorporate Scheduled Shutoff (per 9.4.1.1.(i) of ASHRAE 90.1-2016) Energy checklist is currently no longer required with your Building Permit (BP) application. Some supporting documents are still required at BP stage, specifically Envelope and HVAC, if applicable. Service Water Heating and Lighting supporting documents, if applicable, must be submitted with your related trades permits (e.g. electrical and plumbing). All energy upgrades will be checked during inspections stage. It is the applicant’s responsibility to identify and note all required upgrades including energy upgrades on their BP drawings at BP stage. | Wespac Electrical Contractor Ltd
SP-2023-00280 | 2023-02-17 | 570 GRANVILLE STREET #300, Vancouver, BC V6C 3P1 | Sprinkler Permit | Commercial | Tenant Improvement | Completed | Commercial - Add and relocate 4 sprinkler heads to suit new layout >BP: Interior alterations to provide tenant improvement to a new office tenant on the 2nd floor (#300) of this existing commercial use building. Scope of work: Demolish interior walls, doors, frames and glazing. Construct new partition wall for boardroom and offices, electrical and sprinkler work. *****This application does not include any of the following: 1. Not more than 20 sprinklers (add, relocate, or remove), 2. hydraulic calculations, 3. change in occupancy and /or hazard classification, 4. warehouse storage arrangements, 5. mobile compact storage arrangements, 6. alternative solutions, 7. changes to the sprinkler system supply piping (e.g. valves, mains, cross-mains, branch-lines, etc.), or 8. flexible sprinkler pipe. | Alpine Sprinkler Systems Ltd
EP-2023-01871 | 2023-03-20 | 570 GRANVILLE STREET #300, Vancouver, BC V6C 3P1 | Electrical Permit | Commercial | Tenant Improvement | Completed | Installation / Repair - Commercial - Adding pot lights, led flat panels and pendants to board room and entrance >BP: Interior alterations to provide tenant improvement to a new office tenant on the 2nd floor (#300) of this existing commercial use building. Scope of work: Demolish interior walls, doors, frames and glazing. Construct new partition wall for boardroom and offices, electrical and sprinkler work. TENANT: MLG Law Corporation Building Sprinklered – Separate sprinkler permit required for proposed sprinkler work. E2 - Lighting - Upgrade to incorporate Scheduled Shutoff (per 9.4.1.1.(i) of ASHRAE 90.1-2016) Energy checklist is currently no longer required with your Building Permit (BP) application. Some supporting documents are still required at BP stage, specifically Envelope and HVAC, if applicable. Service Water Heating and Lighting supporting documents, if applicable, must be submitted with your related trades permits (e.g. electrical and plumbing). All energy upgrades will be checked during inspections stage. It is the applicant’s responsibility to identify and note all required upgrades including energy upgrades on their BP drawings at BP stage. | PROVEN ENERGY ELECTRIC LTD
SP-2023-00512 | 2023-03-24 | 570 GRANVILLE STREET #400, Vancouver, BC V6C 3P1 | Sprinkler Permit | Commercial | Tenant Improvement | Completed | Commercial - Add 1 sprinkler head to suit new layout >BP: #400 - 4th floor (full floor tenant) Interior alterations to this existing full floor office tenant on the 4th floor (#400) in this existing commercial building on this site. Scope of work: remove partition/glazing wall, construct new partition wall/glazing, door, finishes, electrical and sprinkler work TENANT: Burns Fitzpatrick LLP >*****This application does not include any of the following: 1. Not more than 20 sprinklers (add, relocate, or remove), 2. hydraulic calculations, 3. change in occupancy and /or hazard classification, 4. warehouse storage arrangements, 5. mobile compact storage arrangements, 6. alternative solutions, 7. changes to the sprinkler system supply piping (e.g. valves, mains, cross-mains, branch-lines, etc.), or 8. flexible sprinkler pipe. | Alpine Sprinkler Systems Ltd
SP-2023-00513 | 2023-03-24 | 570 GRANVILLE STREET #1400, Vancouver, BC V6C 3P1 | Sprinkler Permit | Commercial | Tenant Improvement | Completed | Commercial - add 1 sprinkler head to suit new layout >BP: #1400 - 14th Floor Interior alterations to provide tenant improvements to an existing office tenant on the 14th floor (#1400) of this existing retail/office building. Scope of work: Construct new drywall/glass partitions for new offices, new wall paint, doors, frames and electrical work. TENANT: Kazimirski Law Corp *****This application does not include any of the following: 1. Not more than 20 sprinklers (add, relocate, or remove), 2. hydraulic calculations, 3. change in occupancy and /or hazard classification, 4. warehouse storage arrangements, 5. mobile compact storage arrangements, 6. alternative solutions, 7. changes to the sprinkler system supply piping (e.g. valves, mains, cross-mains, branch-lines, etc.), or 8. flexible sprinkler pipe. | Alpine Sprinkler Systems Ltd
EP-2023-02034 | 2023-03-09 | 570 GRANVILLE STREET #1400, Vancouver, BC V6C 3P1 | Electrical Permit | Commercial | Tenant Improvement | Completed | Installation / Repair - Commercial - Tenant Improvements, including power and data for 2 offices and the IT room. -NO LIGHTING Adding: IT Room - 2 separate outlets of 2 with 15A Power, 4 data ports and 1 voice port Office 12 – 2 separate outlets of 2 with 15A Power, 2 data ports and 1 voice port Office 13 - 2 separate outlets of 2 with 15A Power, 2 data ports and 1 voice port >BP: Interior alterations to provide tenant improvements to an existing office tenant on the 14th floor (#1400) of this existing retail/office building. Scope of work: Construct new drywall/glass partitions for new offices, new wall paint, doors, frames and electrical work. TENANT: Kazimirski Law Corp Building Sprinklered – Building inspector to determine on site if a separate sprinkler permit is required. Energy checklist is currently no longer required with your Building Permit (BP) application. Some supporting documents are still required at BP stage, specifically Envelope and HVAC, if applicable. Service Water Heating and Lighting supporting documents, if applicable, must be submitted with your related trades permits (e.g. electrical and plumbing). | Wespac Electrical Contractor Ltd
EP-2023-09175 | 2023-10-11 | 1463 ROBSON STREET, Vancouver, BC V6G 1C1 | Electrical Permit | Commercial | Tenant Improvement | Completed | Installation / Repair - Commercial - Safety Check. Check the existing installation of electrical equipment to ensure electrical safety. Safety inspection. | Torr Electric
EP-2023-07377 | NULL | 1463 ROBSON STREET, Vancouver, BC V6G 1C1 | Electrical Permit | Commercial | Tenant Improvement | Cancelled | Installation / Repair - Commercial - Reconnection of BC Hydro power to existing commercial retail unit.. | BC Hydro and Power Authority
EP-2022-10118 | 2022-11-30 | 788 ROBSON STREET, Vancouver, BC V6Z 1A1 | Electrical Permit | Commercial | Tenant Improvement | Completed | Installation / Repair - Commercial - Replacement of 130 LED fixtures to the more efficiently, new generation fixtures | MEK ENTERPRISES LTD
EP-2022-10278 | 2022-12-07 | 788 ROBSON STREET, Vancouver, BC V6Z 1A1 | Electrical Permit | Commercial | Addition | Completed | Installation / Repair - Commercial - Replace 10 pendant light by the cashier. -A octagon box mount on the ceiling and the pendant light install on top of it and hang down with aircraft cable. Fixture weight is less than 10LBs | Atlantic Electric Ltd
SP-2023-00684 | 2023-04-19 | 778 ROBSON STREET, Vancouver, BC V6Z 1A1 | Sprinkler Permit | Commercial | Tenant Improvement | Completed | Commercial - Replace (5) existing corroded sprinklers in Kitchen Area; Relocate (3) & Add (1) >BP: Interior alterations to provide tenant improvement to this existing restaurant space for a new tenant on the ground floor of this existing mixed use building. Keep the existing exhaust system with new kitchen equipment. *****This application does not include any of the following: 1. Not more than 20 sprinklers (add, relocate, or remove), 2. hydraulic calculations, 3. change in occupancy and /or hazard classification, 4. warehouse storage arrangements, 5. mobile compact storage arrangements, 6. alternative solutions, 7. changes to the sprinkler system supply piping (e.g. valves, mains, cross-mains, branch-lines, etc.), or 8. flexible sprinkler pipe. | Community Fire Prevention Ltd
EP-2023-04056 | 2023-05-24 | 778 ROBSON STREET, Vancouver, BC V6Z 1A1 | Electrical Permit | Commercial | Tenant Improvement | Completed | Installation / Repair - Commercial - Installing branch circuits x 8 Replacing new light fixtures x 10 Replacing outlet, switch fixtures and faceplates x 30 >BP: Interior alterations to provide tenant improvement to this existing restaurant space for a new tenant on the ground floor of this existing mixed use building. Keep the existing exhaust system with new kitchen equipment. Notes: Sprinkler Permit is required. Sprinkler Commitment Letter by Owner submitted. Building Review Branch Notes: 1) Total proposed Occupant load is 63 seats + 7 staffs = 70 Persons. 2) A permanent sign indicating the above proposed occupant load shall be posted in a conspicuous location near the suite's principal entrance. 3) Separate permit will be required for any changes to the interior seating. 4) Separate permit is required for outdoor patio seating. Additional washroom may be required. Mechanical Review Notes: 1. Class 1 cooking operations (Grease-Laden Vapours). 2. Commercial kitchen exhaust systems to NFPA 96 (two Type 1 hoods). Note: “Reviewed under the provisions of VBBL 2019 (#12511).” | Dormit X Enterprises Ltd
PP-2023-01766 | 2023-05-23 | 778 ROBSON STREET, Vancouver, BC V6Z 1A1 | Plumbing Permit | Commercial | Renovation | Completed | Commercial - reno and adding new fixture >BP: Interior alterations to provide tenant improvement to this existing restaurant space for a new tenant on the ground floor of this existing mixed use building. Keep the existing exhaust system with new kitchen equipment. Notes: Sprinkler Permit is required. Sprinkler Commitment Letter by Owner submitted. Building Review Branch Notes: 1) Total proposed Occupant load is 63 seats + 7 staffs = 70 Persons. 2) A permanent sign indicating the above proposed occupant load shall be posted in a conspicuous location near the suite's principal entrance. 3) Separate permit will be required for any changes to the interior seating. 4) Separate permit is required for outdoor patio seating. Additional washroom may be required. Mechanical Review Notes: 1. Class 1 cooking operations (Grease-Laden Vapours). 2. Commercial kitchen exhaust systems to NFPA 96 (two Type 1 hoods). Note: “Reviewed under the provisions of VBBL 2019 (#12511).” | J&YMechanical Ltd
EP-2023-08218 | 2023-09-12 | 778 ROBSON STREET, Vancouver, BC V6Z 1A1 | Electrical Permit | Commercial | Tenant Improvement | Completed | Installation / Repair - Commercial - Replace two fire alarm speakers. CF-2023-009832 | Dormit X Enterprises Ltd
EP-2022-01565 | 2022-03-07 | 828 HOWE STREET #401, Vancouver, BC V6Z 2X2 | Electrical Permit | Commercial | Tenant Improvement | Completed | Installation / Repair - Commercial - Cooling Tower Replacement as per engineering drawings. >Permit Amendment Aug 17, 2023 Supply, install power for boilers 1 and 2 and Recirc Pump 1 Disconnects for each. Supply, install power for gas solenoid valve control. Supply, install mag motor starter for pump 1 Supply, install pushbutton for emergency gas shutoff -Document(s) uploaded to "Application Documents" tab for Electrical Inspector review/ acceptance | Sasco Contractors Ltd
PP-2022-01497 | 2022-05-10 | 1032 ALBERNI STREET, Vancouver, BC V6E 1A3 | Plumbing Permit | Commercial | Renovation | Completed | Commercial - Supply & Install 250GPM grease interceptor | True Blue Plumbing Limited
SP-2022-01465 | 2022-09-09 | 921 THURLOW STREET #204, Vancouver, BC V6E 1W3 | Sprinkler Permit | Residential | New | Completed | Residential - SUITE #204 - To Install 2 sprinkler heads >BP: To alter the interior of unit # 204 in this existing multiple dwelling building to renovate the bathroom. *****This application does not include any of the following: 1. Not more than 20 sprinklers (add, relocate, or remove), 2. hydraulic calculations, 3. change in occupancy and /or hazard classification, 4. warehouse storage arrangements, 5. mobile compact storage arrangements, 6. alternative solutions, 7. changes to the sprinkler system supply piping (e.g. valves, mains, cross-mains, branch-lines, etc.), or 8. flexible sprinkler pipe. | General Sprinkler Systems Ltd
PP-2022-03073 | 2022-09-08 | 921 THURLOW STREET #204, Vancouver, BC V6E 1W3 | Plumbing Permit | Residential | Renovation | Completed | Residential - Addling a laundry in bathroom >BP: To alter the interior of unit # 204 in this existing multiple dwelling building to renovate the bathroom. E2 - Appliances - Upgrade to an Energuide/Energy Star appliance (fridge; dishwasher) OK to process as DTI as per A. Patterson July 6, 2022 Amended Sept 12th,2022 Added "Shower" to fixtures. | ASPRA PLUMBING & HEATING LTD.
EP-2022-06774 | 2022-08-12 | 921 THURLOW STREET #204, Vancouver, BC V6E 1W3 | Electrical Permit | Commercial | Renovation - Dwelling Unit(s) only | Completed | Installation / Repair - Commercial - SUITE #204 - install dedicated circuit for washer and dryer - Re-wire washroom to suite new layout To alter the interior of unit # 201 in this existing multiple dwelling building to renovate the bathroom. | Western Innovative System Ltd
EP-2022-04278 | 2022-05-27 | 989 NELSON STREET #1511, Vancouver, BC V6Z 2S1 | Electrical Permit | Residential | Renovation | Completed | Installation / Repair - Residential - REPLACE DAMAGED METER BASE | CPS Electrical LTD
PP-2022-00844 | 2022-03-11 | 16 E CORDOVA STREET #A, Vancouver, BC V6A 1K2 | Plumbing Permit | Commercial | Renovation | Issued | Commercial - Replace shower valve Unit A - 2/F Interior alterations to provide improvements in Unit A (2nd Floor) to do bathroom and kitchen renovation in this existing commercial/residential building on this site. | Christopher Alvarez Brown
GP-2022-00779 | 2022-03-15 | 16 E CORDOVA STREET #A, Vancouver, BC V6A 1K2 | Gas Permit | Commercial | Renovation | Issued | Commercial - Install combi boiler Unit A - 2/F Interior alterations to provide improvements in Unit A (2nd Floor) to do bathroom and kitchen renovation in this existing commercial/residential building on this site. | Christopher Alvarez Brown
SP-2022-02109 | 2022-12-21 | 16 E CORDOVA STREET #A, Vancouver, BC V6A 1K2 | Sprinkler Permit | Commercial | Renovation - Dwelling Unit(s) only | Issued | Commercial - Relocate 8 Sprinklers and Add 2 to Residential Condo Unit >BP: Unit A - 2/F Interior alterations to provide improvements in Unit A (2nd Floor) to do bathroom and kitchen renovation in this existing commercial/residential building on this site. >>*****This application does not include any of the following: 1. Not more than 20 sprinklers (add, relocate, or remove), 2. hydraulic calculations, 3. change in occupancy and /or hazard classification, 4. warehouse storage arrangements, 5. mobile compact storage arrangements, 6. alternative solutions, 7. changes to the sprinkler system supply piping (e.g. valves, mains, cross-mains, branch-lines, etc.), or 8. flexible sprinkler pipe. | Major Fire Protection Ltd
MP-2023-00833 | 2023-05-12 | 16 E CORDOVA STREET #A, Vancouver, BC V6A 1K2 | Mechanical Permit | NULL | NULL | Completed | NULL | Truth Plumbing & HVAC Ltd
EP-2023-02558 | 2023-04-20 | 16 E CORDOVA STREET #A, Vancouver, BC V6A 1K2 | Electrical Permit | Commercial | Renovation | Issued | Installation / Repair - Commercial - Apartment full rewiring; That will include kitchen, bathroom, one bedroom and living area MP-2023-00646 >BP: Interior alterations to provide improvements in Unit A (2nd Floor) to do bathroom and kitchen renovation in this existing commercial/residential building on this site. OK for Field Review per Kim V - June 14/21 | Ciprian Romeo Barbu
PP-2022-04096 | 2022-11-15 | 22 E CORDOVA STREET #307, Vancouver, BC V6A 4G8 | Plumbing Permit | Residential | Renovation - Dwelling Unit(s) only | Completed | Residential - re and re of bathroom and kitchen >BP: #307 - 3rd floor Interior alterations to provide residential tenant improvements to unit #307 on the 3rd floor of this existing mixed used Designated Heritage Building on this site. | West Coast Watershield Inc
EP-2022-09412 | 2022-11-04 | 22 E CORDOVA STREET #307, Vancouver, BC V6A 4G8 | Electrical Permit | Residential | Renovation | Completed | Installation / Repair - Residential - 1x pendant light, 1x washer circuit, changing all devices to decora, upgrading to 20a kitchen outlets, added 20a pennisula outlet, wire mold for 2x dining pendants, wire mold for 2x kitchen surface mounts, new kitchen layout, fridge relocation, under cab strip lights | Sound Electrical Ltd
PP-2023-00087 | 2023-01-10 | 8452 NANAIMO STREET, Vancouver, BC V5P 4N1 | Plumbing Permit | Residential | Renovation | Completed | Residential - plumbing >BP: 8452 NANAIMO Interior alterations to this dwelling unit in this existing multiple dwelling building. | Killarney Mechanical Ltd
EP-2023-03324 | 2023-04-20 | 8452 NANAIMO STREET, Vancouver, BC V5P 4N1 | Electrical Permit | Residential | Renovation - Dwelling Unit(s) only | Completed | Installation / Repair - Residential - Low volt - tel, tv and data. | C N S Alarms Ltd
PP-2022-01009 | 2022-03-25 | 545 GRANVILLE STREET, Vancouver, BC V6C 1X6 | Plumbing Permit | Commercial | Tenant Improvement | Completed | Commercial - Install: 2 sinks 1 cold water tower dispensing machine Removing existing floor drain and running new drainage into underground parkade | Kyle N Rouseau
EP-2022-03161 | 2022-04-20 | 545 GRANVILLE STREET, Vancouver, BC V6C 1X6 | Electrical Permit | Commercial | Addition | Completed | Installation / Repair - Commercial - Installing four new dedicated 120V 15Amp receptacles . | 1299671 BC Ltd
GP-2022-02407 | 2022-08-15 | 8457 DUFF STREET, Vancouver, BC V5P 4V9 | Gas Permit | Residential | New | Completed | Residential - Supply and installation of one rinnai rsc160in tankless water heater. Removal and disposal of existing gas hot water tank. | GVA Plumbing & Heating Ltd
GP-2022-00712 | 2022-03-04 | 8492 PORTSIDE COURT, Vancouver, BC V5P 4V3 | Gas Permit | Residential | Addition | Completed | Residential - Supply and install 1 fireplace | DISPATCH PLUMBING INC
GP-2023-01003 | 2023-03-21 | 8488 PORTSIDE COURT, Vancouver, BC V5P 4V3 | Gas Permit | Residential | Tenant Improvement | Completed | Residential - Removal of Hot water tank and furnace and installation of combination furnace/tankless system | Suter Services Ltd
GP-2023-00586 | 2023-02-16 | 36 POWELL STREET, Vancouver, BC V6A 1E7 | Gas Permit | Commercial | Renovation | Completed | Commercial - Re and re Lennox | Lambert Plumbing & Heating
EP-2022-03168 | 2022-04-21 | 938 SMITHE STREET #2305, Vancouver, BC V6Z 3H8 | Electrical Permit | Residential | Renovation | Completed | Installation / Repair - Residential - Relocate 4 existing switches to a 4 gang box, thermostat above 4 gang. Relocate one receptacle and data outlet. >BP: Interior alterations to provide improvements to this unit #2305 in this existing mixed use building on this site. Scope of work: deconstruct portion of interior wall and install additional bifold doors. Structural Engineer Letter submitted by J.T. Allester P.Eng E2 - Lighting - Install energy efficient lighting fixtures (single occupied space area) Ok for field review as per Rosa Astorino - November 12, 2021 | Line In Electric Ltd
MP-2023-01762 | 2023-10-12 | 550 TAYLOR STREET #2802, Vancouver, BC V6B 1R1 | Mechanical Permit | NULL | NULL | Completed | NULL | Olson Plumbing & Heating Ltd
NULL | NULL | 550 TAYLOR STREET #2802, Vancouver, BC V6B 1R1 | Mechanical Permit | NULL | NULL | Draft | NULL | NULL
EP-2023-09884 | 2023-11-28 | 550 TAYLOR STREET #2802, Vancouver, BC V6B 1R1 | Electrical Permit | Commercial | Addition | Completed | Installation / Repair - Commercial - Line voltage electrical installation to supply power to a heat pump located on the balcony of the unit. Note: The baseboard heat circuits are to be decommissioned There is a 2p20amp circuit and a 2p30amp circuit. The 2p30 amp circuit is to be allocated to supply the heat pump Baseboard Heaters eliminated -6500w Heat pump 20.8 Amps/ 4326.5w MP-2023-01762 | Golding Electric
GP-2023-00051 | 2023-01-05 | 3209 PERROT MEWS, Vancouver, BC V5S 4W4 | Gas Permit | Residential | New | Completed | Residential - gas range re/re | Super Tech Appliances Installation Ltd
EP-2023-06429 | 2023-07-31 | 847 HORNBY STREET #401, Vancouver, BC V6Z 1T9 | Electrical Permit | Residential | Renovation | Completed | Installation / Repair - Residential - rough in for condo unit install pot lights install nuheat cable mats and heater install electrical panel 100 amps install heat pump power with interlock >BP: Interior alterations to provide improvements to unit #401 on the 4th floor of this multiple dwelling building on this site. Scope of work to include renovating the kitchen and bathroom. OK for DTI as per K. Kang - June 27, 2023 | Wardenclyffe Electrical Ltd
PP-2023-02612 | 2023-07-24 | 847 HORNBY STREET #401, Vancouver, BC V6Z 1T9 | Plumbing Permit | Residential | Renovation | Completed | Residential - 2 bathroom renovations 1 kitchen renovation 1 laundry renovation >BP: #401 Interior alterations to provide improvements to unit #401 on the 4th floor of this multiple dwelling building on this site. Scope of work to include renovating the kitchen and bathroom. | Modern Blue Mechanical Ltd
MP-2023-01333 | 2023-07-20 | 847 HORNBY STREET #401, Vancouver, BC V6Z 1T9 | Mechanical Permit | NULL | NULL | Completed | NULL | Greg Vavasour
SP-2023-00903 | 2023-05-23 | 938 HOWE STREET #411, Vancouver, BC V6Z 1N9 | Sprinkler Permit | Commercial | Tenant Improvement | Completed | Commercial - (4) new 1/2" 155 degree 5.6K quick response pendant and (2) relocated fire sprinkler heads >BP: 411 - 4th Floor Interior alterations to provide improvements to this Unit (#411) on the 4th floor of this existing office on site. Scope of work: remove interior walls and construct new walls and doors, electrical and sprinkler work. *****This application does not include any of the following: 1. Not more than 20 sprinklers (add, relocate, or remove), 2. hydraulic calculations, 3. change in occupancy and /or hazard classification, 4. warehouse storage arrangements, 5. mobile compact storage arrangements, 6. alternative solutions, 7. changes to the sprinkler system supply piping (e.g. valves, mains, cross-mains, branch-lines, etc.), or 8. flexible sprinkler pipe. | 0777792 BC Ltd
EP-2023-09903 | 2023-11-06 | 989 NELSON STREET #2103, Vancouver, BC V6Z 2S1 | Electrical Permit | Residential | Renovation - Dwelling Unit(s) only | Issued | Installation / Repair - Residential - Relocate wiring from demolished walls, installation of new pot lights in reconfigured bedrooms, hallways and bathrooms, installation of new strip lighting in bedrooms and bathrooms. >BP: Interior alterations to renovate this existing dwelling unit #2103 on the 21st floor of this Multiple Dwelling building on this site. OKAY FOR DTI BY J.ZHANG JULY 28, 2023. | James P Kennedy
PP-2023-04028 | 2023-11-16 | 989 NELSON STREET #2103, Vancouver, BC V6Z 2S1 | Plumbing Permit | Commercial | Renovation - Dwelling Unit(s) only | Issued | Commercial - 2 bathroom renovation >BP: Interior alterations to renovate this existing dwelling unit #2103 on the 21st floor of this Multiple Dwelling building on this site. | Conor Whyte Plumbing And Heating Limited
PP-2022-01673 | 2022-05-16 | 989 NELSON STREET #2105, Vancouver, BC V6Z 2S1 | Plumbing Permit | Residential | Renovation - Dwelling Unit(s) only | Completed | Residential - Plumbing for: >BP: #2105 - 21st floor Interior alterations to provide improvements to dwelling unit #2105 on the 21st floor in this multiple dwelling building on this site. Scope of work: remove select partition walls, create open concept kitchen, update bathroom, new appliances, lighting, electrical and plumbing work. OK for Field Review per K Vogt February 17, 2022 E2 - Appliances - Upgrade to an Energuide/Energy Star appliance (fridge; dishwasher) Energy checklist is currently no longer required with your Building Permit (BP) application. Some supporting documents are still required at BP stage, specifically Envelope and HVAC, if applicable. Service Water Heating and Lighting supporting documents, if applicable, must be submitted with your related trades permits (e.g. electrical and plumbing). All energy upgrades will be checked during inspections stage. It is the applicant’s responsibility to identify and note all required upgrades including energy upgrades on their BP drawings at BP stage. | Elafon Mechanical Ltd
EP-2022-04080 | 2022-05-18 | 989 NELSON STREET #2105, Vancouver, BC V6Z 2S1 | Electrical Permit | Residential | Renovation | Completed | Installation / Repair - Residential - no change to existing service - Removing old light fixtures and replacing with pot lights throughout apartment - Adding interconnecting smoke detectors - Adding new 20 AMP counter plugs in kitchen - removing existing kitchen stove wire, dishwasher wire, and replacing with new wiring as kitchen layout changed >BP: Interior alterations to provide improvements to dwelling unit #2105 on the 21st floor in this multiple dwelling building on this site. Scope of work: remove select partition walls, create open concept kitchen, update bathroom, new appliances, lighting, electrical and plumbing work. OK for Field Review per K Vogt February 17, 2022 E2 - Appliances - Upgrade to an Energuide/Energy Star appliance (fridge; dishwasher) Energy checklist is currently no longer required with your Building Permit (BP) application. Some supporting documents are still required at BP stage, specifically Envelope and HVAC, if applicable. Service Water Heating and Lighting supporting documents, if applicable, must be submitted with your related trades permits (e.g. electrical and plumbing). All energy upgrades will be checked during inspections stage. It is the applicant’s responsibility to identify and note all required upgrades including energy upgrades on their BP drawings at BP stage. | Greenleaf Electrical Group Ltd
NULL | NULL | 225 CARRALL STREET, Vancouver, BC V6B 2J2 | Mechanical Permit | NULL | NULL | Draft | NULL | NULL
PP-2022-01401 | 2022-06-09 | 280 CARRALL STREET, Vancouver, BC V6B 2J1 | Plumbing Permit | Commercial | New | Completed | Commercial - Installation of two sinks for use by tatoo studio. Interior alterations to change the use from restaurant to a small suite tattoo shop on the ground floor of this existing municipally designated heritage building on this site. Plumbing permit is required to validate two sinks at the rear of the unit. New Tenant: Silver Bones Tattoo | Bema Plumbing Ltd
MP-2023-01077 | 2023-06-12 | 550 TAYLOR STREET #1501, Vancouver, BC V6B 1R1 | Mechanical Permit | NULL | NULL | Completed | NULL | ARCON HEATING AND AIR CONDITIONING
EP-2024-00685 | 2024-01-31 | 1001 HORNBY STREET, Vancouver, BC V6Z 2R9 | Electrical Permit | Commercial | NULL | Issued | Annual / Operating - Maintenance of existing operating electrical equipment. Minor electrical installation, repair and maintenance. Renewal of EP-2023-00137 Valid: Jan 9, 2024 to Jan 8, 2025 | Berts Electric (2001) Ltd
SP-2023-01496 | 2023-08-15 | 1 E CORDOVA STREET #416, Vancouver, BC V6A 4H3 | Sprinkler Permit | Commercial | Renovation - Dwelling Unit(s) only | Completed | Commercial - UNIT #416 - Plug one sprinkler head to return to original design >BP: #416 - 1 East Cordova Interior renovation to return strata lot to last approved floor plan (1997). Scope of works: Removal of existing stairs and loft-level platform and re-building stairs in original position with the post and beam construction. *****This application does not include any of the following: 1. Not more than 20 sprinklers (add, relocate, or remove), 2. hydraulic calculations, 3. change in occupancy and /or hazard classification, 4. warehouse storage arrangements, 5. mobile compact storage arrangements, 6. alternative solutions, 7. changes to the sprinkler system supply piping (e.g. valves, mains, cross-mains, branch-lines, etc.), or 8. flexible sprinkler pipe. | Levitt Safety Limited
MP-2023-00646 | 2023-04-19 | 22 E CORDOVA STREET #101, Vancouver, BC V6A 4G8 | Mechanical Permit | NULL | NULL | Completed | NULL | Truth Plumbing & HVAC Ltd
PP-2022-02382 | 2022-07-11 | 27 ALEXANDER STREET #610, Vancouver, BC V6A 1B2 | Plumbing Permit | Residential | Renovation - Dwelling Unit(s) only | Completed | Residential - Replace copper lines with PEX , replace shower trim, move diverter, install fixtures >BP: Interior alterations to provide improvements for dwelling unit #610 on the 6th floor of this existing multiple dwelling building on this site. E2 - SWH - Install low flow shower heads in all showers OK to process as DTI as per W Wong May 11, 2022 Amended permit 2022/07/14- Shower removed from permit. Work involved only re and re of one tub. Contractor though he needed a permit for the tub and the diverter, hence the shower on the permit. | Point Grey Plumbing & Heating Ltd
PP-2023-01474 | 2023-04-26 | 815 HORNBY STREET, Vancouver, BC V6Z 2E6 | Plumbing Permit | Commercial | Tenant Improvement | Completed | Commercial - New sink locations >BP: Interior alterations to the existing 4th floor to demise #408 into 4 office units to be #408, #409, #410 and #411 and to validate work previously done under BP-2021-04030 to demise #405 into 2 units to be #405 and #407. Scope of work: infill demising walls to create additional units, select removal of partition walls, door, new sink, electrical and plumbing work. | Mountain View Mechanical Ltd
EP-2023-08309 | 2023-09-14 | 815 HORNBY STREET, Vancouver, BC V6Z 2E6 | Electrical Permit | Commercial | Renovation | Issued | Installation / Repair - Commercial - Re & Re Fire panel. This fire alarm system upgrade is limited only to the replacement of existing fire alarm panel without altering the existing wiring or outlet boxes. Note: The issuance of this permit is based on Bulletin 2018-004-BU/EL. | Cobing Building Solutions Ltd
PP-2022-01063 | 2022-03-30 | 555 ABBOTT STREET #409, Vancouver, BC V6B 6B8 | Plumbing Permit | Residential | Renovation | Completed | Residential - water piping & abs roughin >#409 Interior alterations to provide improvements for this existing dwelling unit #409 on the 4th floor of this existing mixed use building on this site. Work to include: remove existing wall between kitchen/dining. install new energy star appliances, cabinets. Replace existing gas fire place with a new gas fireplace. Install new bathtub, toilet, vanity in Bathroom, new fixtures and finishes. New paint throughout, new smoke alarms. New wood flooring throughout, tiles in bath/laundry/kitchen. E2 - Appliances - Upgrade to an Energuide/Energy Star appliance (fridge; dishwasher) | Morteza Shahrvand
EP-2022-03491 | 2022-05-02 | 555 ABBOTT STREET #409, Vancouver, BC V6B 6B8 | Electrical Permit | Residential | Renovation | Completed | Installation / Repair - Residential - kitchen and washroom Reno >Adding potlights in the Washroom and upgrading kitchen and adding walloven microwave Changing the ceiling lights >BP: #409 Interior alterations to provide improvements for this existing dwelling unit #409 on the 4th floor of this existing mixed use building on this site. Work to include: remove existing wall between kitchen/dining. install new energy star appliances, cabinets. Replace existing gas fire place with a new gas fireplace. Install new bathtub, toilet, vanity in Bathroom, new fixtures and finishes. New paint throughout, new smoke alarms. New wood flooring throughout, tiles in bath/laundry/kitchen. E2 - Appliances - Upgrade to an Energuide/Energy Star appliance (fridge; dishwasher) >>>>Amend: Electrical contractor declaration uploaded | AC / BC Electric Ltd
GP-2022-02472 | 2022-08-19 | 7120 ALGONQUIN MEWS, Vancouver, BC V5S 4X4 | Gas Permit | Residential | Renovation | Completed | Residential - reandre of gas range | Coal Harbour Mechanical Ltd
GP-2022-01041 | 2022-04-04 | 3250 CLERMONT MEWS, Vancouver, BC V5S 4X3 | Gas Permit | Residential | Addition | Completed | Residential - re and re gas range | Christopher Sterling
EP-2023-10317 | 2023-11-27 | 27 ALEXANDER STREET #808, Vancouver, BC V6A 1B2 | Electrical Permit | Commercial | Renovation - Dwelling Unit(s) only | Issued | Installation / Repair - Commercial - reno of condo to plugs and lights >BP: Interior alterations to update washroom, kitchen, remove walls & doors, electrical and plumbing. Ok for Field Review - Candice Yue | David Stein
PP-2023-03886 | 2023-11-06 | 27 ALEXANDER STREET #808, Vancouver, BC V6A 1B2 | Plumbing Permit | Commercial | Renovation - Dwelling Unit(s) only | Issued | Commercial - new shower valves, install of new sinks, faucets, toilets. >BP: #808 Interior alterations to update washroom, kitchen, remove walls & doors, electrical and plumbing. | VANMECH PLUMBING & HEATING LTD.
MP-2023-01316 | 2023-07-20 | 550 TAYLOR STREET #2105, Vancouver, BC V6B 1R1 | Mechanical Permit | NULL | NULL | Issued | NULL | Ashton Service Group/Ashton Mechanical Ltd.
GP-2022-02367 | 2022-08-16 | 2317 SOUTH SHORE CRESCENT, Vancouver, BC V5P 4V6 | Gas Permit | Residential | New | Completed | Residential - Gas line to new BBQ | Flame Co Heating Services Ltd
SP-2023-02292 | 2023-12-20 | 1 E CORDOVA STREET #110, Vancouver, BC V6A 4H3 | Sprinkler Permit | Commercial | Renovation - Dwelling Unit(s) only | Issued | Commercial - Add (1) Relocate (1) >BP: #110 - 1 E Cordova Street Interior alterations in this existing dwelling unit on the 1st floor of this existing mixed-use (commercial/residential/artist studio) building. Scope of work includes removal & replacement of kitchen and bathroom cabinets, countertops, fixtures, finishes, and appliances. Replacement of bathroom door. Removal of existing unpermitted walls on the existing loft space. Addition of sprinkler head to kitchen area *****This application does not include any of the following: 1. Not more than 20 sprinklers (add, relocate, or remove), 2. hydraulic calculations, 3. change in occupancy and /or hazard classification, 4. warehouse storage arrangements, 5. mobile compact storage arrangements, 6. alternative solutions, 7. changes to the sprinkler system supply piping (e.g. valves, mains, cross-mains, branch-lines, etc.), or 8. flexible sprinkler pipe. | Community Fire Prevention Ltd
EP-2024-00121 | 2024-01-05 | 1 E CORDOVA STREET #110, Vancouver, BC V6A 4H3 | Electrical Permit | Residential | Renovation - Dwelling Unit(s) only | Issued | Installation / Repair - Residential - Relocate wiring for reno work. Re&Re of devices, Receptacles x 8, Switches x 8. Install Client supplied fixtures x 2. BP: #110 - 1 E Cordova Street Interior alterations in this existing dwelling unit on the 1st floor of this existing mixed-use (commercial/residential/artist studio) building. Scope of work includes removal & replacement of kitchen and bathroom cabinets, countertops, fixtures, finishes, and appliances. Replacement of bathroom door. Removal of existing unpermitted walls on the existing loft space. Addition of sprinkler head to kitchen area | TCA Industries Ltd
EP-2023-02535 | 2023-03-24 | 1088 BURRARD STREET, Vancouver, BC V6Z 2R9 | Electrical Permit | Commercial | NULL | Issued | Annual / Operating - Minor electrical installation, repair, and maintenance -Renewal of EP-2022-02724 -Valid: April 10, 2023 - April 09, 2024 | Berts Electric (2001) Ltd
EP-2023-07755 | 2023-08-28 | 6 E CORDOVA STREET, Vancouver, BC V6A 1K2 | Electrical Permit | Commercial | Renovation | Completed | Installation / Repair - Commercial - Installation of new Circuits wiring for coffee shop appliances. >BP: To remove partition wall between 6 & 8 E Cordova Street and to create a Takeout Cafe. Scope of work includes: 1) Installation of Hand-washing sink. 2) Installation of a double sink. 3) Installation of Espresso machine. 4) Installation of under-counter fridge. 5) Installation of an ice maker. 6) Removal of partition wall | Aryan Electrical Enterprises Inc
PP-2023-02535 | 2023-07-18 | 6 E CORDOVA STREET, Vancouver, BC V6A 1K2 | Plumbing Permit | Commercial | Renovation | Completed | Commercial - plumbing >BP: To remove partition wall between 6 & 8 E Cordova Street and to create a Takeout Cafe. Scope of work includes: 1) Installation of Hand-washing sink. 2) Installation of a double sink. 3) Installation of Espresso machine. 4) Installation of under-counter fridge. 5) Installation of an ice maker. 6) Removal of partition wall | Avion Mechanical Ltd
EP-2023-11261 | 2023-12-19 | 938 HOWE STREET #904, Vancouver, BC V6Z 1N9 | Electrical Permit | Commercial | Renovation | Issued | Installation / Repair - Commercial - Office renovation: Installation of lights, receptacles and switches only. Plus data/tel wiring. >BP: Interior alterations to provide tenant improvements for a new office tenant on the 9th floor (#905) in this existing commercial building on this site. Scope of work: remove/construct select partition walls/doors, finishes, lighting, electrical work. REVISION #1: Remove the demising wall to combine suite #904 and #905 (retain #905). Relocate main entrance to old #904 location. Demolish interior partitions, construct new glass partitions, doors, walls and new pot lights. Replaced t-bar ceiling tiles and plumbing fixtures. Increase in project value of $20,000 (from $50,000) - LLL -Sept 1/23 OK for Field Review per K. Vogt March 9, 2022 E2 Upgrade - Lighting - Upgrade to incorporate Automatic Partial OFF (per.4.1.1 (g) of ASHRAE 90.1-2016 Energy checklist is currently no longer required with your Building Permit (BP) application. Some supporting documents are still required at BP stage, specifically Envelope and HVAC, if applicable. Service Water Heating and Lighting supporting documents, if applicable, must be submitted with your related trades permits (e.g. electrical and plumbing). All energy upgrades will be checked during inspections stage. It is the applicant’s responsibility to identify and note all required upgrades including energy upgrades on their BP drawings at BP stage. | Vanstar Electric Ltd
GP-2022-02147 | 2022-07-21 | 8445 DUFF STREET, Vancouver, BC V5P 4V9 | Gas Permit | Residential | Renovation | Completed | Residential - Re/re 40 Gallon Gas Hot Water Tank | Lambert Plumbing & Heating Ltd
EP-2023-03808 | 2023-05-03 | 433 ROBSON STREET #1000, Vancouver, BC V6B 6L9 | Electrical Permit | Commercial | Renovation | Completed | Installation / Repair - Commercial - Renovation: Low voltage wiring for tvs and audio for boardrooms. | Mauger Consulting Services Ltd
NULL | NULL | 1331 ALBERNI STREET #1806, Vancouver, BC V6E 4S1 | Sprinkler Permit | Residential | Renovation | Draft | Residential - Relocation of 1 Sidewall in Bulkhead to Adjacent Wall | Orionwest Ventures Limited
EP-2022-03615 | 2022-05-12 | 1166 MELVILLE STREET #3001, Vancouver, BC V6E 4P5 | Electrical Permit | Residential | Renovation | Completed | Installation / Repair - Residential - We are removing old wiring and installing new wiring and breakers for the penthouse unit. 2 units are becoming 4 smaller units. -there are no changes to the ceiling or lights >BP: Interior Alterations to demise the existing penthouse unit #3001 into 4 residential units to match the strata plan in this 29-storey mixed-use building (Retail/Residential) building. *** This permit has been reviewed under the 2019 Vancouver Building By-law (#12511). *** Building Review Notes: - The category of work has been determined as Minor Renovation since the party walls are in place. The alterations meets the definition of Minor Renovation as per bylaw #13714 effective Jan 01, 2022. - Upgrade levels: F1, S2, N1, A2, E2 (exempted, see Energy Checklist) Amend: May 26, 2022 This amendment is to included units 3001, 3002 and 3003 to permit EP-2022-03615. The labor and material totals is now $4700 | City Lights Electrical Ltd.
SP-2022-00680 | 2022-05-08 | 1166 MELVILLE STREET #3001, Vancouver, BC V6E 4P5 | Sprinkler Permit | Commercial | Renovation - Dwelling Unit(s) only | Completed | Commercial - install heads to accommodate renovation Interior Alterations to demise the existing penthouse unit #3001 into 4 residential units to match the strata plan in this 29-storey mixed-use building (Retail/Residential) building. *****This application does not include any of the following: 1. Not more than 20 sprinklers (add, relocate, or remove), 2. hydraulic calculations, 3. change in occupancy and /or hazard classification, 4. warehouse storage arrangements, 5. mobile compact storage arrangements, 6. alternative solutions, 7. changes to the sprinkler system supply piping (e.g. valves, mains, cross-mains, branch-lines, etc.), or 8. flexible sprinkler pipe. | Five Star Fire Protection Ltd
EP-2022-04118 | NULL | 1166 MELVILLE STREET #3001, Vancouver, BC V6E 4P5 | Electrical Permit | Residential | Renovation | Withdrawn | Installation / Repair - Residential - Demoing wiring, making it safe and re-installing wiring in walls >BP: Interior Alterations to demise the existing penthouse unit #3001 into 4 residential units to match the strata plan in this 29-storey mixed-use building (Retail/Residential) building. *** This permit has been reviewed under the 2019 Vancouver Building By-law (#12511). *** Building Review Notes: - The category of work has been determined as Minor Renovation since the party walls are in place. The alterations meets the definition of Minor Renovation as per bylaw #13714 effective Jan 01, 2022. - Upgrade levels: F1, S2, N1, A2, E2 (exempted, see Energy Checklist) Revision#1, May 19, 2022 - J. Chen - Update wall assembly details - Relocate suite entry doors for unit#3002 and #3003 - Update floor layout | City Lights Electrical Ltd.
PP-2022-01789 | 2022-07-04 | 1166 MELVILLE STREET #3001, Vancouver, BC V6E 4P5 | Plumbing Permit | Commercial | Renovation - Dwelling Unit(s) only | Completed | Commercial - remove old fixtures and install new ones after structural renovation. >BP: Interior Alterations to demise the existing penthouse unit #3001 into 4 residential units to match the strata plan in this 29-storey mixed-use building (Retail/Residential) building. *** This permit has been reviewed under the 2019 Vancouver Building By-law (#12511). *** Building Review Notes: - The category of work has been determined as Minor Renovation since the party walls are in place. The alterations meets the definition of Minor Renovation as per bylaw #13714 effective Jan 01, 2022. - Upgrade levels: F1, S2, N1, A2, E2 (exempted, see Energy Checklist) Revision#1, May 19, 2022 - J. Chen - Update wall assembly details - Relocate suite entry doors for unit#3002 and #3003 - Update floor layout | Marlon A Campell
EP-2023-02618 | 2023-03-29 | 1166 MELVILLE STREET #3001, Vancouver, BC V6E 4P5 | Electrical Permit | Residential | Renovation | Completed | Installation / Repair - Residential - Taking over from existing electrical contractor (EP-2022-03615) new wiring for existing bathroom in unit #3002 >BP: >BP: Interior Alterations to demise the existing penthouse unit #3001 into 4 residential units to match the strata plan in this 29-storey mixed-use building (Retail/Residential) building. *** This permit has been reviewed under the 2019 Vancouver Building By-law (#12511). *** Building Review Notes: - The category of work has been determined as Minor Renovation since the party walls are in place. The alterations meets the definition of Minor Renovation as per bylaw #13714 effective Jan 01, 2022. - Upgrade levels: F1, S2, N1, A2, E2 (exempted, see Energy Checklist) | Blueco Energy Ltd
EP-2022-00275 | 2022-01-18 | 1238 MELVILLE STREET #1305, Vancouver, BC V6E 4N2 | Electrical Permit | Commercial | Renovation | Expired | Installation / Repair - Commercial - #1305 CHANGING BASEBOARD HEATERS WITH THERMOSTATS, CHANGING ALL PLUGS AND SWITCHES, CHANGING LIGHT FIXTURES IN THE BEDROOM AND HALLWAY, CHANGING FANS IN THE WASHROOM. -No work on the panel or service >>>>>>>> Amend: Feb. 17th -We are adding 20 LED 4 inch Juno pot lghts 9W each. The owner is Joel Goeh instead of Kyle Walker . ** Amend 03/22/2022** We are adding 20 LED 4 inch Juno pot lghts 9W each. The owner is Joel Goeh instead of Kyle Walker . | Rightway Electric Inc
EP-2022-01539 | 2022-03-23 | 1238 MELVILLE STREET #1305, Vancouver, BC V6E 4N2 | Electrical Permit | Residential | Renovation | Completed | Installation / Repair - Residential - UNIT # 1305 Install 4” LED recessed lights. Taking over EP-2022-00275 Owners Letter is uploaded | PANG'S ELECTRIC LTD
MP-2022-00129 | 2022-08-19 | 1328 W PENDER STREET #2001, Vancouver, BC V6E 4T1 | Mechanical Permit | NULL | NULL | Completed | NULL | Milani Electric Limited
EP-2022-08099 | 2022-09-26 | 1328 W PENDER STREET #2001, Vancouver, BC V6E 4T1 | Electrical Permit | Residential | Renovation | Completed | Installation / Repair - Residential - UNIT# 2001 Electrical supply heat pump related to MP-2022-00129 | Milani Electric Limited
GP-2023-01192 | 2023-04-12 | 3658 BRAHMS AVENUE, Vancouver, BC V5S 4H1 | Gas Permit | Residential | New | Issued | Residential - new gas line for gas range. gas range installation | Bonsor Mechanical Ltd
GP-2023-03377 | 2023-11-05 | 3654 BRAHMS AVENUE, Vancouver, BC V5S 4H1 | Gas Permit | Residential | Tenant Improvement | Completed | Residential - Furnace and tankless replacement | All West Heating Ltd
GP-2023-03256 | 2023-10-26 | 3654 BRAHMS AVENUE, Vancouver, BC V5S 4H1 | Gas Permit | Residential | Tenant Improvement | Completed | Residential - Furnace replacement Tankless replacement | All West Heating Ltd
MP-2023-01628 | 2023-09-06 | 3350 ROSEMONT DRIVE #11, Vancouver, BC V5S 2C9 | Mechanical Permit | NULL | NULL | Issued | NULL | Reliance Comfort Limited Partnership
EP-2023-08117 | 2023-10-12 | 3350 ROSEMONT DRIVE #11, Vancouver, BC V5S 2C9 | Electrical Permit | Commercial | Addition | Issued | Installation / Repair - Commercial - ¦ MURB: DIVEE/ HP ¦ #11 HEAT PUMP INSTALL -reference: MP-2023-01628 | Reliance Comfort Limited Partnership
GP-2023-04074 | 2023-12-18 | 3350 ROSEMONT DRIVE #11, Vancouver, BC V5S 2C9 | Gas Permit | Residential | Renovation | Issued | Residential - FURANCE RE/RE WATER HEATER RE/RE | Reliance Comfort Limited Partnership
MP-2023-01919 | 2023-10-26 | 3350 ROSEMONT DRIVE #14, Vancouver, BC V5S 2C9 | Mechanical Permit | NULL | NULL | Completed | NULL | Moore & Russell Heating Ltd
GP-2023-03246 | 2023-10-26 | 3350 ROSEMONT DRIVE #14, Vancouver, BC V5S 2C9 | Gas Permit | Residential | Tenant Improvement | Completed | Residential - RE&RE Furnace | Moore & Russell Heating Ltd
EP-2023-09709 | 2023-12-19 | 3350 ROSEMONT DRIVE #14, Vancouver, BC V5S 2C9 | Electrical Permit | Commercial | Tenant Improvement | Issued | Installation / Repair - Commercial - -Install a heat pump on an interlock with their electric oven. Proposed unit will draw 4080watts and will have a fused disconnect at the outdoor unit with 20amp Time-Delay fuses. *MP-2023-01919: Issued (Heating and Cooling) | Moore And Russell Heating And Air Conditioning Ltd
MP-2023-00310 | NULL | 3180 E 58TH AVENUE #98, Vancouver, BC V5S 3S8 | Mechanical Permit | NULL | NULL | Withdrawn | NULL | BCS Cooling and Heating
MP-2023-00309 | NULL | 3180 E 58TH AVENUE #98, Vancouver, BC V5S 3S8 | Mechanical Permit | NULL | NULL | Withdrawn | NULL | NULL
MP-2023-00308 | NULL | 3180 E 58TH AVENUE #98, Vancouver, BC V5S 3S8 | Mechanical Permit | NULL | NULL | Withdrawn | NULL | NULL
MP-2023-00307 | NULL | 3180 E 58TH AVENUE #98, Vancouver, BC V5S 3S8 | Mechanical Permit | NULL | NULL | Withdrawn | NULL | NULL
MP-2023-00313 | 2023-03-07 | 3180 E 58TH AVENUE #98, Vancouver, BC V5S 3S8 | Mechanical Permit | NULL | NULL | Completed | NULL | BCS Cooling and Heating
EP-2023-00149 | 2023-02-13 | 3180 E 58TH AVENUE #98, Vancouver, BC V5S 3S8 | Electrical Permit | Commercial | Renovation | Issued | Installation / Repair - Commercial - Wiring for heat pump. Installing a load interlock controller to limit the total load, the heat pump will be shut power off automatically when dryer is on. The strata approval has been gotten. *DIVEE: Dryer: 5400w/ Heat Pump: 3990VA | JUN ZENG
EP-2022-08516 | 2022-10-11 | 515 W PENDER STREET #234, Vancouver, BC V6B 6H5 | Electrical Permit | Commercial | Addition | Completed | Installation / Repair - Commercial - Installation of a security alarm system | Chubb Fire & Security Canada Corp
GP-2022-02020 | 2022-07-07 | 7389 FOXHOUND MEWS, Vancouver, BC V5S 4L6 | Gas Permit | Commercial | Renovation | Completed | Commercial - Hot water tank and furnace replacement. | Hillcrest Plumbing & Heating (1991) Ltd
GP-2023-01354 | 2023-04-26 | 7261 QUATSINO DRIVE, Vancouver, BC V5S 4C2 | Gas Permit | Residential | Renovation | Issued | Residential - Decommission and removal of old furnace and installing a heat pump | Ashton Service Group/Ashton Mechanical Ltd.
EP-2023-02540 | 2023-03-24 | 7261 QUATSINO DRIVE, Vancouver, BC V5S 4C2 | Electrical Permit | Residential | Renovation | Completed | Installation / Repair - Residential - We are installing a circuit for a heat pump. MP-2023-00455 | Douglas Millington o/a Moose Electric
MP-2023-00455 | 2023-03-22 | 7261 QUATSINO DRIVE, Vancouver, BC V5S 4C2 | Mechanical Permit | NULL | NULL | Issued | NULL | Ashton Service Group/Ashton Mechanical Ltd.
MP-2023-00470 | 2023-03-23 | 7281 QUATSINO DRIVE, Vancouver, BC V5S 4C2 | Mechanical Permit | NULL | NULL | Issued | NULL | Ashton Service Group/Ashton Mechanical Ltd.
EP-2023-09222 | NULL | 3123 BEAGLE COURT, Vancouver, BC V5S 4L2 | Electrical Permit | Commercial | Addition | Applicant Revisions | Installation / Repair - Commercial - Provide power & connect 29.1 MCA Heat pump. Supply & install 60 amp sub panel & DCC -12 Energy Management Device *MP-2023-01783: Completed (Heating and Cooling) ¦-Mechanical permit has been completed for the installation of heat pump. Any future electrical work completed without an electrical permit will result in WWOP fees. | Paone Electric Ltd
MP-2023-01783 | 2023-10-04 | 3123 BEAGLE COURT, Vancouver, BC V5S 4L2 | Mechanical Permit | NULL | NULL | Completed | NULL | Lambert Plumbing & Heating
NULL | NULL | 3123 BEAGLE COURT, Vancouver, BC V5S 4L2 | Mechanical Permit | NULL | NULL | Withdrawn | NULL | Lambert Plumbing & Heating
EP-2022-00242 | NULL | 3119 BEAGLE COURT, Vancouver, BC V5S 4L2 | Electrical Permit | Residential | Renovation - Dwelling Unit(s) only | Application Incomplete | Installation / Repair - Residential - New Heat Pump installation. I confirm the outdoor mechanical unit is electric-based, ground-mounted and an inverter variable speed model with a maximum noise output of 55 dB. The mechanical unit is located in the rear yard within 4 feet of the building. There is only one exterior unit. The mechanical unit is installed as per the manufacturer’s instructions. -The existing service is 3-phase 100 amps | Nelson Grant Chow
GP-2022-00121 | NULL | 3119 BEAGLE COURT, Vancouver, BC V5S 4L2 | Gas Permit | Residential | Renovation | Withdrawn | Residential - unintall furnace | Lambert Plumbing & Heating Ltd
EP-2022-05483 | 2022-06-28 | 1415 W GEORGIA STREET #103, Vancouver, BC V6G 3C8 | Electrical Permit | Residential | Renovation | Issued | Installation / Repair - Residential - Relocate electrical panel Rewire kitchen and bathroom Add light fixtures, switches and receptacles >BP: Interior alterations to provide improvements to this existing dwelling unit on the 1st floor (#103) of this existing multiple dwelling building. Scope of work: demo/construct partition walls to reconfigure entire suite, including new kitchen and relocating storage, bedrooms, & ensuite bathroom. Electrical, plumbing to suit. E2 - Appliances - Upgrade to an Energuide/Energy Star appliance (fridge; dishwasher) | Cathay Services Ltd
PP-2022-03081 | 2022-09-07 | 1415 W GEORGIA STREET #103, Vancouver, BC V6G 3C8 | Plumbing Permit | Residential | Renovation | Issued | Residential - Renovation - Re & Re Bathroom - New bathtub and shower - New toilets - New Sinks >Interior alterations to provide improvements to this existing dwelling unit on the 1st floor (#103) of this existing multiple dwelling building. Scope of work: demo/construct partition walls to reconfigure entire suite, including new kitchen and relocating storage, bedrooms, & ensuite bathroom. Electrical, plumbing to suit. E2 - Appliances - Upgrade to an Energuide/Energy Star appliance (fridge; dishwasher) - Relocate Kitchen Sink - Relocate Laundry Amend: Feb 6, 2024 change this permit to rough in only | Ethos Plumbing & Heating Ltd
EP-2023-01366 | 2023-02-17 | 1415 W GEORGIA STREET #104, Vancouver, BC V6G 3C8 | Electrical Permit | Residential | Renovation | Completed | Installation / Repair - Residential - Installing pot lights in living room and bathrooms. Re routing some wires due to wall removing. >BP: Interior alterations to provide improvements to the existing dwelling unit (#104) on the 1st floor of this existing multiple dwelling building on this site. | Levan Electrical Services Inc
PP-2023-00510 | 2023-02-13 | 1415 W GEORGIA STREET #104, Vancouver, BC V6G 3C8 | Plumbing Permit | Residential | Renovation - Dwelling Unit(s) only | Completed | Residential - SUITE #104 - Replace kitchen sink, bathtub and new shower >BP: #104 - 1st floor Interior alterations to provide improvements to the existing dwelling unit (#104) on the 1st floor of this existing multiple dwelling building on this site. | Mirage Plumbing Ltd
NULL | NULL | 7190 HURON MEWS, Vancouver, BC V5S 4X1 | Mechanical Permit | NULL | NULL | Draft | NULL | NULL
EP-2023-05161 | NULL | 7190 HURON MEWS, Vancouver, BC V5S 4X1 | Electrical Permit | Commercial | Renovation | Withdrawn | Installation / Repair - Commercial - Installation of branch circuit for AC condenser and interior fans. | Elite Fire Protection Ltd
PP-2022-03217 | 2022-09-16 | 3354 MARQUETTE CRESCENT, Vancouver, BC V5S 4K4 | Plumbing Permit | Residential | Renovation | Completed | Residential - Rough in and completion for a bathroom reno, new tub, shower, lav and vanity. ***NOTE: Any Structural or Building alterations will require a building permit. | Pioneer Plumbing & Heating Inc
GP-2022-00348 | 2022-02-04 | 8203 STRAUSS DRIVE, Vancouver, BC V5S 4H2 | Gas Permit | Residential | Renovation | Completed | Residential - To Replace 1 Furnace Re/Re | ALL TIME HEATING PLUMBING & AIR CONDITIONING
EP-2022-06166 | 2022-07-22 | 3637 BRAHMS AVENUE, Vancouver, BC V5S 4G9 | Electrical Permit | Residential | Tenant Improvement | Cancelled | Installation / Repair - Residential - - Electrical install for heat pump - No change to existing service - BP not required - Mechanical Permit to be obtained | Moore And Russell Heating And Air Conditioning Ltd
GP-2023-01273 | 2023-04-19 | 3649 BRAHMS AVENUE, Vancouver, BC V5S 4G9 | Gas Permit | Residential | Addition | Completed | Residential - RE & RE FURNACE | B C Furnace Service Ltd
PP-2022-00528 | 2022-02-16 | 1288 W GEORGIA STREET #1904, Vancouver, BC V6E 4R3 | Plumbing Permit | Residential | Renovation | Completed | Residential - RE & RE: for Kitchen, bathroom #1904 Interior alterations to provide improvements to this dwelling unit on the 19th floor of this multiple dwelling building on this site. Scope of work to include: re&re kitchen/washrooms and replace bathtub with shower in ensuite, replace closet with built ins in second bedroom, new electric fireplace, doors, flooring throughout, plumbing, lighting E2 - HVAC - Install timers (up to 60 minute), or humidistat for washroom fan(s) | Mirage Plumbing Ltd
EP-2022-01686 | 2022-03-03 | 1288 W GEORGIA STREET #1904, Vancouver, BC V6E 4R3 | Electrical Permit | Commercial | Renovation | Completed | Installation / Repair - Commercial - Adding pot lights , relocating / Adding outlets , adding a couple of new circuits >BP: Interior alterations to provide improvements to this dwelling unit on the 19th floor of this multiple dwelling building on this site. Scope of work to include: re&re kitchen/washrooms and replace bathtub with shower in ensuite, replace closet with built ins in second bedroom, new electric fireplace, doors, flooring throughout, plumbing, lighting E2 - HVAC - Install timers (up to 60 minute), or humidistat for washroom fan(s) Separate sprinkler permit may be required, to be determined by the District Building Inspector. OK for Field Review per W.Wong, October14, 2021 | Skylight Electric Ltd
GP-2022-01093 | 2022-04-11 | 3350 ROSEMONT DRIVE #18, Vancouver, BC V5S 2C9 | Gas Permit | Residential | Renovation | Completed | Residential - replace gas water heater UNIT# 18 | Joyce Heating Services Ltd
EP-2022-04150 | 2022-10-07 | 2382 QUAYSIDE COURT, Vancouver, BC V5P 4W1 | Electrical Permit | Residential | Tenant Improvement | Completed | Installation / Repair - Residential - Electrical install of heat pump. BP not required. NO change to existing service. Note: A mechanical permit is required. >>Amend: Oct 26th -MP-2022-00372 issued | Moore And Russell Heating And Air Conditioning Ltd
GP-2022-00525 | 2022-02-17 | 2382 QUAYSIDE COURT, Vancouver, BC V5P 4W1 | Gas Permit | Residential | Tenant Improvement | Completed | Residential - Re Re Furnace | Moore & Russell Heating Ltd
MP-2022-00372 | 2022-10-11 | 2382 QUAYSIDE COURT, Vancouver, BC V5P 4W1 | Mechanical Permit | NULL | NULL | Completed | NULL | Moore And Russell Heating And Air Conditioning Ltd
GP-2023-03373 | 2023-11-07 | 2366 QUAYSIDE COURT, Vancouver, BC V5P 4W1 | Gas Permit | Residential | Renovation | Completed | Residential - to replace a 40 US Gallon hot | E & G CONTRACTORS
EP-2022-05574 | 2022-07-07 | 2360 QUAYSIDE COURT, Vancouver, BC V5P 4W1 | Electrical Permit | Residential | Addition | Completed | Installation / Repair - Residential - New Ac unit to be installed with 30 AMP disconnect and new 30 AMP circuit breaker #10 2C Teck will be ran to the location of the detached garage and installed into a interlock system. The AC unit will serve as the primary load and a 30 AMP EV charger will serve as the secondary load at 30 AMPS | West Pier Electric Ltd
GP-2023-01409 | 2023-05-01 | 2352 QUAYSIDE COURT, Vancouver, BC V5P 4W1 | Gas Permit | Residential | Renovation | Issued | Residential - Removal of gas furnace and hot water. Installation of Combi boiler to provide heat and hot water | Suter Services Ltd
EP-2024-00426 | 2024-01-24 | 2352 QUAYSIDE COURT, Vancouver, BC V5P 4W1 | Electrical Permit | Commercial | Renovation - Dwelling Unit(s) only | Completed | Installation / Repair - Commercial - Install load share device on existing 40 Amp electric range cct to feed new EV charger and new heat pump which will be electrically interlocked to only allow 1 device to operate at any time. -Non essential load will be paralleled into 2 contactors ( 1 for EV -1 for A/C) coils controlled by an analog 3 way toggle switch, creating an electrical interlock with operation selected by user -Cct breaker size 40 Amps @208V ¦ Existing range -load sharing device is Dandy load miser energy divider ( spec uploaded) -EV Charger is Flo home G5 unit max rate 6.24KW -A/C is 4.37KW MCA 24 -Primary heating is gas furnace, heat pump will be wired for cooling only | Lehmor Electrical Contractors Ltd
MP-2022-00153 | 2022-08-26 | 7150 QUATSINO DRIVE, Vancouver, BC V5S 4C3 | Mechanical Permit | NULL | NULL | Cancelled | NULL | Moore And Russell Heating And Air Conditioning Ltd
EP-2022-07223 | 2022-08-26 | 7150 QUATSINO DRIVE, Vancouver, BC V5S 4C3 | Electrical Permit | Residential | Tenant Improvement | Cancelled | Installation / Repair - Residential - No change to existing service Electrical installation of AC BP not required Mechanical permit to be obtained. | Moore And Russell Heating And Air Conditioning Ltd
EP-2022-06085 | 2022-07-22 | 7149 QUATSINO DRIVE, Vancouver, BC V5S 4C1 | Electrical Permit | Residential | Tenant Improvement | Issued | Installation / Repair - Residential - Service upgrade to 200A, Electrical install of heat pump after, Mechanical permit will be obtained >Permit Amendment Jan 18, 2024 -Permit cancellation request submitted to Electrical Safety Manager for review >>Amend: Dec. 16th, 2022 -Please include "Grounding/bounding" as we have to do the service upgrade to 200amps here. *Permit Amendment Aug 15, 2023 -We are requesting that this permit is cancelled as the work (installation) was never completed -In order to close permit and process a refund a contractors declaration stating “no work has been completed” and “request to close permit with refund” is required. -Electrical Contractor Declaration Form: https://vancouver.ca/files/cov/electrical-contractors-declaration.pdf | Moore And Russell Heating And Air Conditioning Ltd
MP-2023-00263 | 2023-02-27 | 63 KEEFER PLACE #TH17, Vancouver, BC V6B 6N6 | Mechanical Permit | NULL | NULL | Completed | NULL | Ashton Service Group/Ashton Mechanical Ltd.
EP-2022-05022 | 2022-06-21 | 1415 W GEORGIA STREET #304, Vancouver, BC V6G 3C8 | Electrical Permit | Commercial | Renovation - Dwelling Unit(s) only | Issued | Installation / Repair - Commercial - add 42 of 4 inch LED recessed light on ceiling, relocate some receptacles for the Kitchen and master bedroom, FIRE ALARM WORK AMEND: JULY 14/2022 Add the fire alarm work into this permit. For the fire alarm work, we only moved down the existing fire alarm Speaker and the heat detector to the new drywall ceiling. We do not add any new devices, and we do not need to modify the fire alarm system. - OK PER GM | Guy Line Electric Ltd
PP-2022-03550 | 2022-10-06 | 1415 W GEORGIA STREET #304, Vancouver, BC V6G 3C8 | Plumbing Permit | Residential | Renovation - Dwelling Unit(s) only | Issued | Residential - Rough ins for new fixtures and finishing installations >BP: 304 Interior alterations to provide improvements to dwelling unit #304 on the 3rd floor of this multiple dwelling building on this site. OK for Field Review per W.Wong, July 2, 2021 Required E2 energy upgrade. Separate permit required for an upgrade to the fire alarm. | Boiler Boys Heating and Plumbing Inc
EP-2022-03900 | 2022-05-11 | 1128 W HASTINGS STREET, Vancouver, BC V6E 4R5 | Electrical Permit | Commercial | NULL | Expired | Annual / Operating - Annual Operating Permit Renew expiring Permit EP-2021-03571 VALID: MAY 10, 2022 TO MAY 9, 2023 | Sasco Contractors Ltd
EP-2023-03923 | 2023-05-05 | 1128 W HASTINGS STREET, Vancouver, BC V6E 4R5 | Electrical Permit | Commercial | NULL | Issued | Annual / Operating - Annual Operating Permit Renew expiring Permit EP-2022-03900 VALID: MAY 10, 2023 TO MAY 9, 2024 | Sasco Contractors Ltd
EP-2022-04560 | 2022-06-01 | 8207 VIVALDI PLACE, Vancouver, BC V5S 4G6 | Electrical Permit | Residential | Tenant Improvement | Completed | Installation / Repair - Residential - Electrical install of heat pump. BP not required. No change to existing service. | Moore And Russell Heating And Air Conditioning Ltd
GP-2022-01139 | 2022-04-11 | 8207 VIVALDI PLACE, Vancouver, BC V5S 4G6 | Gas Permit | Residential | Tenant Improvement | Completed | Residential - Re Re Furnace | Moore & Russell Heating Ltd
GP-2022-00318 | 2022-02-03 | 8205 VIVALDI PLACE, Vancouver, BC V5S 4G6 | Gas Permit | Residential | Renovation | Completed | Residential - RE AND RE GAS LOG SET TO E30I-S3 GAS INSERT. | BC Fireplace Service Inc
EP-2022-06333 | 2022-07-27 | 8205 VIVALDI PLACE, Vancouver, BC V5S 4G6 | Electrical Permit | Commercial | Tenant Improvement | Completed | Installation / Repair - Commercial - - No change to existing service - Electrical install for heat pump - BP not required - Mechanical Permit to be obtained | Moore And Russell Heating And Air Conditioning Ltd
MP-2022-00081 | 2022-10-31 | 8205 VIVALDI PLACE, Vancouver, BC V5S 4G6 | Mechanical Permit | NULL | NULL | Completed | NULL | Moore And Russell Heating And Air Conditioning Ltd
MP-2022-00080 | NULL | 8205 VIVALDI PLACE, Vancouver, BC V5S 4G6 | Mechanical Permit | NULL | NULL | Withdrawn | NULL | Moore And Russell Heating And Air Conditioning Ltd
GP-2023-00185 | 2023-01-16 | 8218 VIVALDI PLACE, Vancouver, BC V5S 4G6 | Gas Permit | Residential | Renovation | Completed | Residential - Replace furnace with two pipe high efficiency unit | Jarrod Organ
MP-2023-00129 | 2023-02-03 | 7180 HECATE PLACE, Vancouver, BC V5S 4C4 | Mechanical Permit | NULL | NULL | Completed | NULL | Reliance Comfort Limited Partnership
GP-2023-01097 | 2023-03-30 | 7180 HECATE PLACE, Vancouver, BC V5S 4C4 | Gas Permit | Residential | Renovation - Dwelling Unit(s) only | Completed | Residential - FURNACE RE/RE | Reliance Comfort Limited Partnership
EP-2023-02785 | 2023-04-12 | 7180 HECATE PLACE, Vancouver, BC V5S 4C4 | Electrical Permit | Residential | Addition | Completed | Installation / Repair - Residential - AC - INSTALLATION (reference-MP-2023-00129) | Reliance Comfort Limited Partnership
GP-2023-01996 | 2023-07-04 | 7213 QUATSINO DRIVE, Vancouver, BC V5S 4C2 | Gas Permit | Residential | Renovation | Issued | Residential - decommission and remove old gas furnace and install heat pump | Ashton Service Group/Ashton Mechanical Ltd.
GP-2022-03101 | 2022-10-12 | 7365 FOXHOUND MEWS, Vancouver, BC V5S 4L6 | Gas Permit | Residential | Renovation | Completed | Residential - Furnace re + re | Lambert Plumbing & Heating Ltd
GP-2023-02062 | 2023-07-10 | 7338 FOXHOUND MEWS, Vancouver, BC V5S 4L5 | Gas Permit | Residential | Renovation | Completed | Residential - Gas hot water tank replacement | Hillcrest Plumbing & Heating (1991) Ltd
GP-2023-03160 | 2023-10-20 | 3280 ROSEMONT DRIVE #1, Vancouver, BC V5S 2C9 | Gas Permit | Residential | Renovation | Issued | Residential - FURNACE RE/RE | Reliance Comfort Limited Partnership
EP-2022-00489 | 2022-01-24 | 7354 KOKANEE PLACE, Vancouver, BC V5S 3Y9 | Electrical Permit | Commercial | Addition | Completed | Installation / Repair - Commercial - install disconnect, meterbase,electrical panel,heater, light and receptacle in meter room. this will be connected to secondary splitter to allow a house panel. >>Amend: March 4th -new service connection for house meter in electrical room. service connection inspection required for bc hydro to install meter. load is the same as we are moving the branch circuts from one of the units to a house panel. -30 amps 208 volts single phase | ELECTRICAL SAVVY CONTRACTING INC
EP-2022-00490 | 2022-01-24 | 7359 PINNACLE COURT, Vancouver, BC V5S 3Z1 | Electrical Permit | Commercial | Addition | Completed | Installation / Repair - Commercial - install disconnect, meterbase,electrical panel,heater, light and receptacle in meter room. this will be connected to secondary splitter to allow a house panel. >>Amend: March 4th -new service connection for house meter in electrical room. service connection inspection required for bc hydro to install meter. load is the same as we are moving the branch circuts from one of the units to a house panel. -30 amps 208 volts single phase | ELECTRICAL SAVVY CONTRACTING INC
EP-2022-00491 | 2022-01-24 | 7364 PINNACLE COURT, Vancouver, BC V5S 3Z1 | Electrical Permit | Commercial | Addition | Completed | Installation / Repair - Commercial - install disconnect, meterbase,electrical panel,heater, light and receptacle in meter room. this will be connected to secondary splitter to allow a house panel. >>Amend: March 4th -new service connection for house meter in electrical room. service connection inspection required for bc hydro to install meter. load is the same as we are moving the branch circuts from one of the units to a house panel. -30 amps 208 volts single phase | ELECTRICAL SAVVY CONTRACTING INC
EP-2022-01344 | 2022-02-23 | 7919 LIMEWOOD PLACE, Vancouver, BC V5S 4A7 | Electrical Permit | Residential | Addition | Completed | Installation / Repair - Residential - run 10/3 tick cable and outdoor disconnect switch, whip kit and two pol 30A 240V breaker - only wiring and connection | Canadian Eagle Electric Ltd
GP-2023-01746 | 2023-06-05 | 7919 LIMEWOOD PLACE, Vancouver, BC V5S 4A7 | Gas Permit | Residential | Renovation | Completed | Residential - Re&re tankless water heater | Milani Plumbing Heating & Air Conditioning Ltd
EP-2022-06405 | 2022-08-02 | 63 KEEFER PLACE #TH3, Vancouver, BC V6B 6N6 | Electrical Permit | Residential | Addition | Completed | Installation / Repair - Residential - TH#3 Run Electrical wire from Electrical Panel to disconnect for a dedicated Heat pump circuit. (re: MP-2022-00042) | JZ Electric Ltd
MP-2022-00042 | 2022-07-21 | 63 KEEFER PLACE #TH3, Vancouver, BC V6B 6N6 | Mechanical Permit | NULL | NULL | Completed | NULL | Kits Plumbing and Heating Ltd
GP-2022-03002 | 2022-10-05 | 7937 LIMEWOOD PLACE, Vancouver, BC V5S 4A7 | Gas Permit | Residential | Tenant Improvement | Completed | Residential - replace water heater | Coleman Heating Inc
GP-2023-01142 | 2023-04-05 | 7937 LIMEWOOD PLACE, Vancouver, BC V5S 4A7 | Gas Permit | Residential | Tenant Improvement | Completed | Residential - replacing furnace | Coleman Heating Inc
MP-2022-00020 | 2022-07-14 | 7947 LIMEWOOD PLACE, Vancouver, BC V5S 4A7 | Mechanical Permit | NULL | NULL | Completed | NULL | Moore And Russell Heating And Air Conditioning Ltd
EP-2022-05967 | 2022-07-15 | 7947 LIMEWOOD PLACE, Vancouver, BC V5S 4A7 | Electrical Permit | Residential | Tenant Improvement | Completed | Installation / Repair - Residential - Electrical install of heat pump. No change to existing service. BP not required. Mechanical permit will be obtained. | Moore And Russell Heating And Air Conditioning Ltd
MP-2022-00044 | 2022-07-22 | 63 KEEFER PLACE #TH11, Vancouver, BC V6B 6N6 | Mechanical Permit | NULL | NULL | Completed | NULL | Kits Plumbing and Heating Ltd
EP-2022-06577 | 2022-08-08 | 63 KEEFER PLACE #TH11, Vancouver, BC V6B 6N6 | Electrical Permit | Residential | Addition | Completed | Installation / Repair - Residential - Run a dedicated circuit for heat pump, 30am CCT. This is the 3 townhouse identical to two other approved permits. It has efficient appliances with the dryer being the heaviest load on a 100amp panel. | JZ Electric Ltd
NULL | NULL | 1238 MELVILLE STREET #1203, Vancouver, BC V6E 4N2 | Plumbing Permit | Residential | Renovation | Withdrawn | Residential - Plumbing fixture upgrade in two bathrooms and kitchen | Lambert Plumbing & Heating Ltd
PP-2022-02404 | 2022-07-12 | 1238 MELVILLE STREET #1203, Vancouver, BC V6E 4N2 | Plumbing Permit | Residential | Renovation | Completed | Residential - Plumbing fixture upgrade in 2 bathrooms and kitchen >To alter the interior of this existing dwelling unit on the 12th floor (suite 1203) in this multiple dwelling building to provide improvements to the kitchen area, change the master bathroom bathtub to a shower, and to add a new drop ceiling with lighting. Revision #1 to show updated lighting layout on the reflected ceiling plan, as indicated on architectural drawings A-02, as submitted by Property Owner Corina Sirbulescu, and date stamped received on January 24, 2022. The applicant and the contractor have been changed to the property owner. Application from and E-1 form have been updated. No ASHRAE. No change in project value. OK for field review by Evett V. Sprinkler permit required per DBI Notes: 1. Energy upgrade trigger: L1 - Lighting - Install motion detector within closets with LED/CFL lighting (ex: Pantry, walk-in) 2. No enclosed balcony. The excluded bulk storage is being retained. | Lambert Plumbing & Heating Ltd
SP-2022-01116 | 2022-07-14 | 1238 MELVILLE STREET #1203, Vancouver, BC V6E 4N2 | Sprinkler Permit | Commercial | Tenant Improvement | Completed | Commercial - Relocate sprinkler heads >BP: #1203 To alter the interior of this existing dwelling unit on the 12th floor (suite 1203) in this multiple dwelling building to provide improvements to the kitchen area, change the master bathroom bathtub to a shower, and to add a new drop ceiling with lighting. Revision #1 to show updated lighting layout on the reflected ceiling plan, as indicated on architectural drawings A-02, as submitted by Property Owner Corina Sirbulescu, and date stamped received on January 24, 2022. The applicant and the contractor have been changed to the property owner. Application from and E-1 form have been updated. No ASHRAE. No change in project value. OK for field review by Evett V. Sprinkler permit required per DBI | Viking Fire Protection Inc
EP-2022-05268 | 2022-06-21 | 1238 MELVILLE STREET #1203, Vancouver, BC V6E 4N2 | Electrical Permit | Commercial | Renovation | Completed | Installation / Repair - Commercial - To provide electrical upgrades in kitchen and master bathroom as per drawings submitted under BP, and to install pot lights throughout unit #1203 To alter the interior of this existing dwelling unit on the 12th floor (suite 1203) in this multiple dwelling building to provide improvements to the kitchen area, change the master bathroom bathtub to a shower, and to add a new drop ceiling with lighting. Revision #1 to show updated lighting layout on the reflected ceiling plan, as indicated on architectural drawings A-02, as submitted by Property Owner Corina Sirbulescu, and date stamped received on January 24, 2022. The applicant and the contractor have been changed to the property owner. Application from and E-1 form have been updated. No ASHRAE. No change in project value. | Fina Electric Services Group Ltd
EP-2023-04201 | 2023-05-25 | 1238 MELVILLE STREET #1201, Vancouver, BC V6E 4N2 | Electrical Permit | Residential | Renovation - Dwelling Unit(s) only | Completed | Installation / Repair - Residential - Electrical rough-in, and finishes including lighting, receptacles, connecting appliances >BP: Interior alterations to renovate this existing dwelling unit #1201 on the 12th floor of this existing multiple dwelling building on this site. OK to process as DTI as per J. Zhang May 1, 2023 | Protec Installations Group
SP-2023-00905 | 2023-05-23 | 1238 MELVILLE STREET #1201, Vancouver, BC V6E 4N2 | Sprinkler Permit | Commercial | Renovation | Completed | Commercial - adjust 4 sprinklers >BP: #1201 - 12th Interior alterations to renovate this existing dwelling unit #1201 on the 12th floor of this existing multiple dwelling building on this site. *****This application does not include any of the following: 1. Not more than 20 sprinklers (add, relocate, or remove), 2. hydraulic calculations, 3. change in occupancy and /or hazard classification, 4. warehouse storage arrangements, 5. mobile compact storage arrangements, 6. alternative solutions, 7. changes to the sprinkler system supply piping (e.g. valves, mains, cross-mains, branch-lines, etc.), or 8. flexible sprinkler pipe. | Titan Fire Protection Ltd
PP-2023-01842 | 2023-05-25 | 1238 MELVILLE STREET #1201, Vancouver, BC V6E 4N2 | Plumbing Permit | Residential | Renovation | Completed | Residential - -Install a customer supplied shower valve & linear drain -Alter lav water rough-in to covert it to a wall-mount style faucet -Spin tee serving washer box and install a new clothes washer box >BP: #1201 - 12th Interior alterations to renovate this existing dwelling unit #1201 on the 12th floor of this existing multiple dwelling building on this site. | Link Plumbing & Heating Ltd
PP-2023-03066 | 2023-08-30 | 1019 GILFORD STREET #4, Vancouver, BC V6G 2P1 | Plumbing Permit | Commercial | Renovation - Dwelling Unit(s) only | Completed | Commercial - UNIT #4 - Re and re of kitchen sink and dishwasher >BP: Interior alterations to renovate this dwelling unit #4 in this existing multiple dwelling building on this site. | BOUNDARY BAY MECHANICAL INC
EP-2023-08214 | 2023-09-19 | 1019 GILFORD STREET #4, Vancouver, BC V6G 2P1 | Electrical Permit | Residential | Renovation | Completed | Installation / Repair - Residential - Kitchen Reno & new recessed lighting. >BP: Interior alterations to renovate this dwelling unit #4 in this existing multiple dwelling building on this site. | Elysium Electric Ltd
EP-2023-01139 | 2023-02-10 | 1288 ALBERNI STREET #1501, Vancouver, BC V6E 4N5 | Electrical Permit | Commercial | Renovation | Issued | Installation / Repair - Commercial - Emergency Repair - Replace 2-pole, 100A breaker for BC Hydro meter base Meter disconnect/reconnect by BC Hydro to access the breaker | Power Pros Electrical Ltd
EP-2023-11098 | 2023-12-13 | 1132 HARO STREET #103, Vancouver, BC V6E 1C9 | Electrical Permit | Commercial | Renovation | Issued | Installation / Repair - Commercial - Door acess system Replace manual keys with electronic fobs front door... side entry...garbage area..PP1..P1-2..P3-1...P2-2 overhead gate...Elevator lobby... >Permit Amendment Jan 17, 2024 -Work Description: Amended ¦ -"all work done..all access and egress are open..no knoledge to operate" -Document Review: Rejected ¦ -Document(s) uploaded to "Application Documents" tab for Electrical Inspector review. Electrical contractor to request an electrical inspection online for the District Electrical Inspector to review document(s): https://plposweb.vancouver.ca/Public/Login.aspx ¦ Include "Document review only" in the requestor comments | Bluewater Electric Ltd
EP-2023-08492 | 2023-09-26 | 775 BURRARD STREET, Vancouver, BC V6Z 1X6 | Electrical Permit | Commercial | Addition | Completed | Installation / Repair - Commercial - Rewire & Install New for New Mitsubishi Indoor/Outdoor VRF HVAC Units -We are replacing existing hvac equipment with similar equipment loads -The equipment is located on rooftop of building. MP-2023-01366 | Santec Electric Inc
MP-2023-01366 | 2023-07-27 | 775 BURRARD STREET, Vancouver, BC V6Z 1X6 | Mechanical Permit | NULL | NULL | Completed | NULL | KERN BSG MANAGEMENT LTD
NULL | NULL | 779 BURRARD STREET, Vancouver, BC V6Z 1X6 | Plumbing Permit | Commercial | Renovation | Draft | Commercial - Delete (2) backflow preventers | Impetus Plumbing & Heating Ltd
EP-2023-01270 | 2023-02-17 | 779 BURRARD STREET, Vancouver, BC V6Z 1X6 | Electrical Permit | Commercial | Tenant Improvement | Completed | Installation / Repair - Commercial - Cat6 FT6 network cabling for small retail store. Mounting of wall cabinet. >BP: Interior alterations to provide tenant improvements for a new retail tenant at 779 Burrard St. on the main floor of this existing Vancouver Heritage B mixed-use building. OK for DTI per K Clark November 14, 2022 E2 - HVAC - Clean and Balance all Air Systems (per 6.7.2.3.3 of ASHRAE 90. 1-2016) Architectural Schedule B, David N. Palmer, Architect, phone#:604.687.2511 | Leon Vance Michael Hiebert
SP-2023-00314 | 2023-02-27 | 779 BURRARD STREET, Vancouver, BC V6Z 1X6 | Sprinkler Permit | Commercial | Renovation | Completed | Commercial - Addding 2 heads because of a new wall >BP: Interior alterations to provide tenant improvements for a new retail tenant at 779 Burrard St. on the main floor of this existing Vancouver Heritage B mixed-use building. *****This application does not include any of the following: 1. Not more than 20 sprinklers (add, relocate, or remove), 2. hydraulic calculations, 3. change in occupancy and /or hazard classification, 4. warehouse storage arrangements, 5. mobile compact storage arrangements, 6. alternative solutions, 7. changes to the sprinkler system supply piping (e.g. valves, mains, cross-mains, branch-lines, etc.), or 8. flexible sprinkler pipe | Battalion Fire Pro Corp
EP-2023-00547 | 2023-01-26 | 779 BURRARD STREET, Vancouver, BC V6Z 1X6 | Electrical Permit | Commercial | Renovation | Completed | Installation / Repair - Commercial - Cash counter outlets + data >BP: 779 Burrard St. Interior alterations to provide tenant improvements for a new retail tenant at 779 Burrard St. on the main floor of this existing Vancouver Heritage B mixed-use building. E2 - HVAC - Clean and Balance all Air Systems (per 6.7.2.3.3 of ASHRAE 90. 1-2016) | Four Star Electric Ltd.
NULL | NULL | 1888 ALBERNI STREET #1601, Vancouver, BC V6G 1B3 | Mechanical Permit | NULL | NULL | Draft | NULL | Eco-Climate Mechanical Ltd
SP-2023-00487 | 2023-03-21 | 1888 ALBERNI STREET #1601, Vancouver, BC V6G 1B3 | Sprinkler Permit | Commercial | Renovation | Completed | Commercial - SUITE 1600 - 16th floor - Add/relocate 13 fire sprinkler heads to accommodate the new floor plan and ceiling layout. >BP: #1601 - 1888 Alberni St Interior alterations to provide improvements to the full floor dwelling unit #1601 in the existing high-rise multiple dwelling building on this site. # of additional plumbing fixtures: 3 (2 sinks, 1 WC) work to include: Relocating Storage #1, relocating kitchen, altering shape of Winter garden, lighting and plumbing to match new layout. *****This application does not include any of the following: 1. Not more than 20 sprinklers (add, relocate, or remove), 2. hydraulic calculations, 3. change in occupancy and /or hazard classification, 4. warehouse storage arrangements, 5. mobile compact storage arrangements, 6. alternative solutions, 7. changes to the sprinkler system supply piping (e.g. valves, mains, cross-mains, branch-lines, etc.), or 8. flexible sprinkler pipe. | WS Fire Protection Ltd
PP-2023-00981 | 2023-03-23 | 1888 ALBERNI STREET #1601, Vancouver, BC V6G 1B3 | Plumbing Permit | Commercial | Renovation | Completed | Commercial - Full renovation, add on >BP: Interior alterations to provide improvements to the full floor dwelling unit #1601 in the existing high-rise multiple dwelling building on this site. # of additional plumbing fixtures: 3 (2 sinks, 1 WC) work to include: Relocating Storage #1, relocating kitchen, altering shape of Winter garden, lighting and plumbing to match new layout. Energy Upgrade: E2 - Appliances - Upgrade to an Energuide/Energy Star appliance (fridge, dishwasher) March 23/2023-AMEND to change unit to 1601 | Milton R P Gardner
GP-2023-01259 | NULL | 1888 ALBERNI STREET #1601, Vancouver, BC V6G 1B3 | Gas Permit | Residential | Renovation - Dwelling Unit(s) only | Cancelled | Residential - Add gas range, re connect fireplace | Milton R P Gardner
MP-2023-00644 | 2023-04-18 | 1888 ALBERNI STREET #1601, Vancouver, BC V6G 1B3 | Mechanical Permit | NULL | NULL | Completed | NULL | Eco-Climate Mechanical Ltd
SP-2022-00133 | 2022-02-03 | 1318 ALBERNI STREET, Vancouver, BC V6E 4N9 | Sprinkler Permit | Commercial | Tenant Improvement | Completed | Commercial - add heads into new t-bar ceiling >BP: Interior alterations to provide improvements for this new Health Care Office tenant in this existing mixed use building on this site. Scope of work: Deconstruct interior walls and all millwork. Construct interior walls to create 5 exam rooms, reception, office and 1 new washroom. Finishing and flooring throughout. Electrical, plumbing and sprinkler to suit. Letters of assurance submitted: Sch B (Elec): Gary Jatana, P.Eng, 604.593.1446 Sch B (Mech, Plumb): Avi Singh, P.Eng, 604.593.1446 OK for field review as per Rosa Astorino June 15, 2021. Notes: 1. DBI to determine if peng required for wall removal. 2. Energy checklist is currently no longer required with your Building Permit (BP) application. Some supporting documents are still required at BP stage, specifically Envelope and HVAC, if applicable. Service Water Heating and Lighting supporting documents, if applicable, must be submitted with your related trades permits (e.g. electrical and plumbing). All energy upgrades will be checked during inspections stage. It is the applicant’s responsibility to identify and note all required upgrades including energy upgrades on their BP drawings at BP stage. >*****This application does not include any of the following: 1. Not more than 20 sprinklers (add, relocate, or remove), 2. hydraulic calculations, 3. change in occupancy and /or hazard classification, 4. warehouse storage arrangements, 5. mobile compact storage arrangements, 6. alternative solutions, 7. changes to the sprinkler system supply piping (e.g. valves, mains, cross-mains, branch-lines, etc.), or 8. flexible sprinkler pipe | Five Star Fire Protection Ltd
EP-2022-00948 | 2022-02-08 | 1318 ALBERNI STREET, Vancouver, BC V6E 4N9 | Electrical Permit | Commercial | Tenant Improvement | Completed | Installation / Repair - Commercial - Demo existing electrical as required for new build. Supply and Install power, data, lighting, switching emergency and exit lighting. CEC SECTION 24 APPLIES. >BP: Interior alterations to provide improvements for this new Health Care Office tenant in this existing mixed use building on this site. Scope of work: Deconstruct interior walls and all millwork. Construct interior walls to create 5 exam rooms, reception, office and 1 new washroom. Finishing and flooring throughout. Electrical, plumbing and sprinkler to suit. | Priority Electric LTD.
PP-2022-00474 | 2022-02-14 | 1318 ALBERNI STREET, Vancouver, BC V6E 4N9 | Plumbing Permit | Commercial | Tenant Improvement | Completed | Commercial - Plumbing for new washroom and sink locations Interior alterations to provide improvements for this new Health Care Office tenant in this existing mixed use building on this site. Scope of work: Deconstruct interior walls and all millwork. Construct interior walls to create 5 exam rooms, reception, office and 1 new washroom. Finishing and flooring throughout. Electrical, plumbing and sprinkler to suit. | Mountain View Mechanical Ltd
EP-2022-00617 | 2022-02-09 | 1328 W GEORGIA STREET, Vancouver, BC V6E 4S2 | Electrical Permit | Commercial | Addition | Completed | Installation / Repair - Commercial - Tenant improvement for a juice bar -No change to service Adding new receptacles No change to fire proofing | C G Electrical Contractors Ltd
PP-2023-04235 | 2023-12-08 | 1328 W GEORGIA STREET, Vancouver, BC V6E 4S2 | Plumbing Permit | Commercial | Addition | Completed | Commercial - Installation of GI in existing space | Afstar Mechanical Ltd
NULL | NULL | 1328 W GEORGIA STREET, Vancouver, BC V6E 4S2 | Plumbing Permit | Commercial | Tenant Improvement | Draft | Commercial - We're getting a permit to put in a grease interceptor at our juice bar, 1328 W Georgia Street, Vancouver. This is so we can start using dairy products on-site. The grease interceptor is needed to follow local rules and properly handle grease and fats from the dairy products. We'll do the installation following all the building and plumbing codes | NULL
PP-2024-00145 | 2024-01-22 | 1328 W GEORGIA STREET, Vancouver, BC V6E 4S2 | Plumbing Permit | Commercial | Addition | Completed | Commercial - Installation of coffee machine | Afstar Mechanical Ltd
PP-2022-02015 | 2022-06-13 | 1270 ROBSON STREET #309, Vancouver, BC V6E 3Z6 | Plumbing Permit | Residential | Renovation | Completed | Residential - INSTALLATION OF A SANIPUMP FOR NEW WASHING MACHINE Amend: July 5, 2022 ADD A TUB INSTALL AS PER INSPECTOR | Hillcrest Plumbing & Heating (1967) Ltd
EP-2023-11377 | 2024-01-04 | 837 W HASTINGS STREET #304, Vancouver, BC V6C 3N6 | Electrical Permit | Commercial | Renovation | Completed | Installation / Repair - Commercial - Access Control Upgrade --includes MAGLOCKS >BP: 3rd floor - #304 (#304 & #307 combining) Interior alterations to provide improvements on the 3rd floor to combine two units on the 3rd floor, #304 (SL#13,14,&15) and #307 (SL#16) into one unit (retain #304) for a new office tenant in this existing commercial building. Scope of work: demo demising walls, partition walls and install new gwb, & glass partitions, doors, power & data, sink/faucet, rework existing t-bar, lighting, sprinklers, exit signs, emergency lights to suit. REVISION #1: - Removal of all plumbing scope. - Modifications to proposed millwork. - Removal of one originally proposed partition. - Potential removal and replacement of existing ceiling tiles with new throughout. - MK -Aug 17/23 E2 - Lighting - Upgrade to incorporate Automatic Partial OFF (per 9.4.1.1.(g) of ASHRAE 90.1-2016) | Prism Security Systems Ltd
EP-2023-09787 | 2023-11-09 | 837 W HASTINGS STREET #304, Vancouver, BC V6C 3N6 | Electrical Permit | Commercial | Tenant Improvement | Completed | Installation / Repair - Commercial - Install receptacles, occupancy switches, run branch circuits, run Data lines, replace lenses.no lighting compliance as We are just moving 3 light fixtures for wall and adding sensor switches. >BP: Interior alterations to provide improvements on the 3rd floor to combine two units on the 3rd floor, #304 (SL#13,14,&15) and #307 (SL#16) into one unit (retain #304) for a new office tenant in this existing commercial building. Scope of work: demo demising walls, partition walls and install new gwb, & glass partitions, doors, power & data, sink/faucet, rework existing t-bar, lighting, sprinklers, exit signs, emergency lights to suit. REVISION #1: - Removal of all plumbing scope. - Modifications to proposed millwork. - Removal of one originally proposed partition. - Potential removal and replacement of existing ceiling tiles with new throughout. - MK -Aug 17/23 E2 - Lighting - Upgrade to incorporate Automatic Partial OFF (per 9.4.1.1.(g) of ASHRAE 90.1-2016) Energy checklist is currently no longer required with your Building Permit (BP) application. Some supporting documents are still required at BP stage, specifically Envelope and HVAC, if applicable. Service Water Heating and Lighting supporting documents, if applicable, must be submitted with your related trades permits (e.g. electrical and plumbing). All energy upgrades will be checked during inspections stage. It is the applicant's responsibility to identify and note all required upgrades including energy upgrades on their BP drawings at BP stage. | Marcel Electric Inc
SP-2024-00057 | 2024-01-18 | 837 W HASTINGS STREET #304, Vancouver, BC V6C 3N6 | Sprinkler Permit | Commercial | Renovation | Completed | Commercial - SUITE #304 - RELOCATION OF SPRINKLER HEADS >BP: 3rd floor - #304 (#304 & #307 combining) Interior alterations to provide improvements on the 3rd floor to combine two units on the 3rd floor, #304 (SL#13,14,&15) and #307 (SL#16) into one unit (retain #304) for a new office tenant in this existing commercial building. Scope of work: demo demising walls, partition walls and install new gwb, & glass partitions, doors, power & data, sink/faucet, rework existing t-bar, lighting, sprinklers, exit signs, emergency lights to suit. REVISION #1: - Removal of all plumbing scope. - Modifications to proposed millwork. - Removal of one originally proposed partition. - Potential removal and replacement of existing ceiling tiles with new throughout. - MK -Aug 17/23 *****This application does not include any of the following: 1. Not more than 20 sprinklers (add, relocate, or remove), 2. hydraulic calculations, 3. change in occupancy and /or hazard classification, 4. warehouse storage arrangements, 5. mobile compact storage arrangements, 6. alternative solutions, 7. changes to the sprinkler system supply piping (e.g. valves, mains, cross-mains, branch-lines, etc.), or 8. flexible sprinkler pipe. | Levitt Safety Limited
PP-2023-04295 | 2023-12-11 | 837 W HASTINGS STREET #304, Vancouver, BC V6C 3N6 | Plumbing Permit | Commercial | Tenant Improvement | Completed | Commercial - SUITE #304 & #307 - 3RD FLOOR - Plumbing work for new kitchen sink, hot water tank and dishwasher >DB: 3rd floor - #304 (#304 & #307 combining) Interior alterations to provide improvements on the 3rd floor to combine two units on the 3rd floor, #304 (SL#13,14,&15) and #307 (SL#16) into one unit (retain #304) for a new office tenant in this existing commercial building. Scope of work: demo demising walls, partition walls and install new gwb, & glass partitions, doors, power & data, sink/faucet, rework existing t-bar, lighting, sprinklers, exit signs, emergency lights to suit. | Hermco Mechanical Ltd
SP-2023-00310 | 2023-02-23 | 1050 BURRARD STREET #2505, Vancouver, BC V6Z 2S3 | Sprinkler Permit | Commercial | Renovation - Dwelling Unit(s) only | Issued | Commercial - add 2 new sprinkler heads and change existing heads to concealed with same K factor and temperature. >BP: Interior alterations only to provide improvements in unit #2505 (25th floor) in this existing multiple dwelling building on this site. Scope of work includes: remove non-load bearing partition walls between the kitchen and the dining room, install sound-proofing party walls, new door, new bathroom and kitchen fixtures, electrical, plumbing and sprinkler work. *****This application does not include any of the following: 1. Not more than 20 sprinklers (add, relocate, or remove), 2. hydraulic calculations, 3. change in occupancy and /or hazard classification, 4. warehouse storage arrangements, 5. mobile compact storage arrangements, 6. alternative solutions, 7. changes to the sprinkler system supply piping (e.g. valves, mains, cross-mains, branch-lines, etc.), or 8. flexible sprinkler pipe | Five Star Fire Protection Ltd
EP-2023-01758 | 2023-03-02 | 1050 BURRARD STREET #2505, Vancouver, BC V6Z 2S3 | Electrical Permit | Commercial | Renovation - Dwelling Unit(s) only | Issued | Installation / Repair - Commercial - Panel replacement/Renovation. Floor heat, Lighting, Plugs and switches. >BP: #2505 - 25th floor Interior alterations only to provide improvements in unit #2505 (25th floor) in this existing multiple dwelling building on this site. Scope of work includes: remove non-load bearing partition walls between the kitchen and the dining room, install sound-proofing party walls, new door, new bathroom and kitchen fixtures, electrical, plumbing and sprinkler work. Building Sprinklered – Separate sprinkler permit required for proposed sprinkler work. OK for Field Review per K. Vogt February 28th, 2022 DBI to determine if P.Eng is required for the removal of partition wall. E2 - APPLIANCES - UPGRADE TO AN ENERGUIDE/ENERGY STAR APPLIANCE (FRIDGE, DISHWASHER, W/D) | Fully Electric Inc
PP-2022-04310 | 2022-12-01 | 1050 BURRARD STREET #2505, Vancouver, BC V6Z 2S3 | Plumbing Permit | Residential | Renovation | Issued | Residential - •New bath tub •New shower •New kitchen sink •New laundry box •Dishwasher •Fridge line •2 bathroom sinks •2 toilets >BP: #2505 - 25th floor Interior alterations only to provide improvements in unit #2505 (25th floor) in this existing multiple dwelling building on this site. Scope of work includes: remove non-load bearing partition walls between the kitchen and the dining room, install sound-proofing party walls, new door, new bathroom and kitchen fixtures, electrical, plumbing and sprinkler work. | Across Town Plumbing & Heating (2017) Ltd
PP-2023-04091 | 2023-11-27 | 1160 MELVILLE STREET, Vancouver, BC V6E 4P6 | Plumbing Permit | Commercial | Renovation | Completed | Commercial - Add one grease interceptor for the exist sink. | Super ZW Plumbing & Heating Ltd
PP-2022-03022 | 2022-08-31 | 1500 ALBERNI STREET #1C, Vancouver, BC V6G 3C9 | Plumbing Permit | Residential | Renovation | Completed | Residential - Replace bathtub and faucet, replace shower faucet and base Re and re kitchen sink, toilets x 2 and lav sink x 2 >BP: 1C - 1st Floor Interior alterations to provide improvements to the bathrooms and kitchen at dwelling unit #1C on the 1st floor of this multiple dwelling building on this site. Scope of work: Demolish interior wall between kitchen & dining area, remove/replace existing millwork, add a new single sided island, new flooring all throughout, new shower glass door, electrical and plumbing work to suit. Building Sprinklered – Building inspector to determine on site if a separate sprinkler permit is required. DBI to determine if Schedule B Structural is required to remove the wall between the kitchen and the dining area | Perfect Grade Plumbing & Heating Inc
EP-2022-07136 | 2022-08-24 | 1500 ALBERNI STREET #1C, Vancouver, BC V6G 3C9 | Electrical Permit | Commercial | Renovation - Dwelling Unit(s) only | Completed | Installation / Repair - Commercial - Installing new pot lights, moving some receptacles, Adding 3 new ceiling lights. >BP: Interior alterations to provide improvements to the bathrooms and kitchen at dwelling unit #1C on the 1st floor of this multiple dwelling building on this site. Scope of work: Demolish interior wall between kitchen & dining area, remove/replace existing millwork, add a new single sided island, new flooring all throughout, new shower glass door, electrical and plumbing work to suit. Building Sprinklered – Building inspector to determine on site if a separate sprinkler permit is required. DBI to determine if Schedule B Structural is required to remove the wall between the kitchen and the dining area E2 - Lighting - Install energy efficient lighting fixtures (single occupied space area) Energy checklist is currently no longer required with your Building Permit (BP) application. Some supporting documents are still required at BP stage, specifically Envelope and HVAC, if applicable. Service Water Heating and Lighting supporting documents, if applicable, must be submitted with your related trades permits (e.g. electrical and plumbing). All energy upgrades will be checked during inspections stage. It is the applicant’s responsibility to identify and note all required upgrades including energy upgrades on their BP drawings at BP stage. | Hind Electric Ltd
EP-2023-00661 | 2023-01-26 | 1500 ALBERNI STREET #8C, Vancouver, BC V6G 3C9 | Electrical Permit | Commercial | Renovation - Dwelling Unit(s) only | Completed | Installation / Repair - Commercial - SUITE #8C - Condo renovation of kitchen, bathrooms and bedrooms >BP: Interior alterations to Unit No. 8C on the 8th floor of this existing multiple dwelling building on this site. Scope of work includes: Remove kitchen divider wall to dining room, Entry closet to be closed , Remove glass wall in entry foyer, Countertop island by removing fridge wall, New kitchen and bathroom cabinetry, New kitchen appliances, replace bathroom fixtures, Electrical and plumbing | ALM Electric Inc
PP-2023-00312 | 2023-01-30 | 1500 ALBERNI STREET #8C, Vancouver, BC V6G 3C9 | Plumbing Permit | Residential | Renovation | Completed | Residential - Replacing plumbing fixtures in a condo renovation >Interior alterations to Unit No. 8C on the 8th floor of this existing multiple dwelling building on this site. OK for field review as per Nehzat J., Oct 28, 2022. Scope of work includes: Remove kitchen divider wall to dining room, Entry closet to be closed , Remove glass wall in entry foyer, Countertop island by removing fridge wall, New kitchen and bathroom cabinetry, New kitchen appliances, replace bathroom fixtures, Electrical and plumbing Building inspector to determine on site if a separate sprinkler permit is required. E2 - HVAC - Install timers (up to 60 minute), or humidistat for washroom fan(s) | SKYREACH PLUMBING & HEATING LTD
SP-2023-02061 | NULL | 1228 W HASTINGS STREET #2002, Vancouver, BC V6E 4S6 | Sprinkler Permit | Commercial | Renovation - Dwelling Unit(s) only | Application Incomplete | Commercial - Relocate 1 sprinkler and add 1 new sprinkler | Cobing Building Solutions Ltd
EP-2023-09999 | 2023-11-24 | 1228 W HASTINGS STREET #2002, Vancouver, BC V6E 4S6 | Electrical Permit | Residential | Renovation | Issued | Installation / Repair - Residential - add receptacles to the living room. reroute circuits. No structure being altered, no fire rated assemblies being disturbed. Amend: Dec 13, 2023 change these permit to include for Rough inspection to be an option. There was no structural work but there was drywall removed. Inspector is asking for it to be changed. | Novawest Electrical Services Ltd
PP-2022-03447 | 2022-10-03 | 1050 BURRARD STREET #2301, Vancouver, BC V6Z 2S3 | Plumbing Permit | Commercial | Renovation - Dwelling Unit(s) only | Completed | Commercial - Install two shower drains and replace sinks | Aquaman Plumbing And Heating Ltd
MP-2023-00835 | 2023-05-12 | 1595 BARCLAY STREET #306, Vancouver, BC V6G 1J8 | Mechanical Permit | NULL | NULL | Issued | NULL | Ashton Service Group/Ashton Mechanical Ltd.
MP-2022-00669 | 2022-12-08 | 1132 HARO STREET #401, Vancouver, BC V6E 1C9 | Mechanical Permit | NULL | NULL | Completed | NULL | Milani Electric Limited
EP-2022-10399 | 2022-12-12 | 1132 HARO STREET #401, Vancouver, BC V6E 1C9 | Electrical Permit | Residential | Renovation | Completed | Installation / Repair - Residential - Electrical Supply for Dsplit MP-2022-00669 | Milani Electric Limited
EP-2022-00572 | 2022-01-26 | 1238 MELVILLE STREET #210, Vancouver, BC V6E 4N2 | Electrical Permit | Residential | Renovation | Completed | Installation / Repair - Residential - UNIT # 210 Washer and dryer receptacle location change. | S & D ELECTRIC LTD
PP-2022-00258 | 2022-01-27 | 1238 MELVILLE STREET #210, Vancouver, BC V6E 4N2 | Plumbing Permit | Residential | Renovation | Completed | Residential - SUITE #210 - Changing bathtub to showers and removing laundry box existing autowasher in unit #210 Interior alterations to provide tenant improvements to suite #210 of this existing multi-dwelling building on this site. Scope Of Work: Resizing kitchen countertop, converting bedroom closet to laundry, new bedroom closet, refinish staircase posts, changing bath to shower, and changing out vanity mirror and lighting. | Aminollah Naimi Shishavan
SP-2022-00144 | 2022-02-07 | 1238 MELVILLE STREET #210, Vancouver, BC V6E 4N2 | Sprinkler Permit | Commercial | Renovation - Dwelling Unit(s) only | Completed | Commercial - Change (x1) head to a 175 degree pendent and add (x1) new pendent in upper floor closet >BP: #210 Interior alterations to provide tenant improvements to suite #210 of this existing multi-dwelling building on this site. Scope Of Work: Resizing kitchen countertop, converting bedroom closet to laundry, new bedroom closet, refinish staircase posts, changing bath to shower, and changing out vanity mirror and lighting. E2 Energy Upgrade - HVAC - Install timer (up to 60 minutes), or humidistat for washroom fan(s). | Fire Pro Fire Protection Ltd.
PP-2023-03018 | 2023-08-24 | 1270 ROBSON STREET #510, Vancouver, BC V6E 3Z6 | Plumbing Permit | Commercial | New | Completed | Commercial - UNIT #510 - New auto washer Please Note: Any Structural work performed will require a Building Permit | Aquaman Plumbing And Heating Ltd
EP-2023-07493 | 2023-08-22 | 1270 ROBSON STREET #510, Vancouver, BC V6E 3Z6 | Electrical Permit | Commercial | Renovation - Dwelling Unit(s) only | Completed | Installation / Repair - Commercial - ¦ MURB/ RENO ¦ add washer/dryer, add one dishwasher, add one Garburator -No structural work. I should cutting drywall 10" *10" and 2" * 6" | Vadas Electric Service Inc.
SP-2022-00538 | 2022-04-13 | 837 W HASTINGS STREET #1604, Vancouver, BC V6C 3N7 | Sprinkler Permit | Commercial | Renovation - Dwelling Unit(s) only | Completed | Commercial - Relocate (4) sidewall sprinklers due to new drop ceiling in Living Room, Dining Room, and Kitchen Areas. >BP: #1604 - 16th floor Interior alterations to provide improvements to this existing dwelling unit on the 16th floor (#1604) of this existing multiple dwelling building on this site. Scope of work: remove interior partition walls, finishes, construct new partition wall, new kitchen layour, finishes, lighting, electrical, plumbing and sprinkler work. Architectural Schedule B submitted by John E. Gustavson, Architect, ph: 604-687-2511 OK for Field Review per K. Vogt, May 8, 2021 Building Sprinklered - Separate sprinkler permit required for proposed sprinkler work. Energy Upgrade: L2 - Appliances - Upgrade to an Energuide/Energy Star appliance (fridge; dishwasher) | Levitt Safety Limited
EP-2022-02563 | 2022-03-30 | 837 W HASTINGS STREET #1604, Vancouver, BC V6C 3N7 | Electrical Permit | Residential | Renovation - Dwelling Unit(s) only | Completed | Installation / Repair - Residential - Adding in all new led lighting controlled by dimmers. All new wiring the kitchen appliances. Led strip lighting in the kitchen cabinets. Re & re and existing ceiling mount fan. Panel work. >BP: #1604 - 16th floor Interior alterations to provide improvements in dwelling unit 1604 on the 16th floor of this existing Terminal City Club multiple dwelling building. OK for Field Review per K. Vogt March 18, 2022 | WESTPEAK ELECTRICAL LTD
PP-2022-02110 | 2022-06-17 | 837 W HASTINGS STREET #1604, Vancouver, BC V6C 3N7 | Plumbing Permit | Commercial | Renovation | Completed | Commercial - Condo Renovation. >BP: #1604 - 16th floor Interior alterations to provide improvements to this existing dwelling unit on the 16th floor (#1604) of this existing multiple dwelling building on this site. Scope of work: remove interior partition walls, finishes, construct new partition wall, new kitchen layour, finishes, lighting, electrical, plumbing and sprinkler work. REVISION #1: to reduced the scope of work, including less demolition, and a change in the General Contractor from Harrier Construction & Project Management Ltd to Headland Construction. May 11, 2022 mlh | Pacific Peak to Peak Plumbing & Heating Ltd
PP-2022-02213 | 2022-06-22 | 1239 W GEORGIA STREET #1103, Vancouver, BC V6E 4R8 | Plumbing Permit | Commercial | Tenant Improvement | Completed | Commercial - Supply and install new tub and shower valve #1103 -11th floor Interior alterations to provide water damage repairs to the bathroom in this existing residential dwelling unit on the 11th floor (#1103) in this existing multiple dwelling building on this site. Scope of work: repair drywall, finishes, electrical and plumbing work. | A-1 Drainage Plumbing & Heating Limited
EP-2023-03733 | 2023-05-01 | 837 W HASTINGS STREET #300, Vancouver, BC V6C 3N6 | Electrical Permit | Commercial | Tenant Improvement | Completed | Installation / Repair - Commercial - replace 9 fluorescent pot lights with LED pot lights | TZ Electric Ltd
PP-2022-00940 | 2022-03-30 | 909 BURRARD STREET, Vancouver, BC V6Z 2N2 | Plumbing Permit | Commercial | Addition | Completed | Commercial - UNIT #1705 - 17TH FLOOR Installing water line connection for fridge Unit 1705 - 17th Floor Interior alterations to provide improvements to this existing dwelling unit on the 17th Floor (#1705) of this mixed use building. Scope of work: full renovation including new floors (except the enclosed balcony), kitchen cabinets & adding an island, new bar area/cabinet in dining room, relocate HVAC, close off existing entry to walk in closet in master bathroom and make new entry from master bedroom, make new entry closet using space from 2nd bathroom. Electrical and plumbing to suit. | Dhami, Ravinder Singh DBA: Saipar Plumbing and Heating
EP-2023-00941 | 2023-02-16 | 837 W HASTINGS STREET #2001, Vancouver, BC V6C 3N7 | Electrical Permit | Residential | Renovation | Issued | Installation / Repair - Residential - Re-wiring one bedroom appartment - replacing the old panel with a new one, not an up grade it is still a 100 amp 120v/208v single phase panel, I selected bonding because everything electrical is bonded. But it does not affect the service. >BP: Interior alterations to provide improvements to the existing dwelling unit (#2001) on the 20th floor of this existing multiple dwelling building on this site. Contractor to have valid City of Vancouver or Intermunicipal Business Licence prior to commencing work. OK for Field Review by K.Clark December 8, 2022. | Jacquet Electric Ltd
SP-2023-00307 | 2023-02-23 | 837 W HASTINGS STREET #2001, Vancouver, BC V6C 3N7 | Sprinkler Permit | Residential | Renovation | Issued | Residential - UNIT #2001 - Remove all existing sprinkler piping and replace with new piping and heads to suit new layout. >BP: UNIT 2001 Interior alterations to provide improvements to the existing dwelling unit (#2001) on the 20th floor of this existing multiple dwelling building on this site. *****This application does not include any of the following: 1. Not more than 20 sprinklers (add, relocate, or remove), 2. hydraulic calculations, 3. change in occupancy and /or hazard classification, 4. warehouse storage arrangements, 5. mobile compact storage arrangements, 6. alternative solutions, 7. changes to the sprinkler system supply piping (e.g. valves, mains, cross-mains, branch-lines, etc.), or 8. flexible sprinkler pipe. | Levitt Safety Limited
PP-2023-00683 | 2023-03-01 | 837 W HASTINGS STREET #2001, Vancouver, BC V6C 3N7 | Plumbing Permit | Residential | Renovation - Dwelling Unit(s) only | Issued | Residential - UNIT #2001 - renovation to plumbing fixtures drainage and waterlines >BP: UNIT 2001 Interior alterations to provide improvements to the existing dwelling unit (#2001) on the 20th floor of this existing multiple dwelling building on this site. | VANMECH PLUMBING & HEATING LTD.
EP-2023-04848 | 2023-06-01 | 837 W HASTINGS STREET #2001, Vancouver, BC V6C 3N7 | Electrical Permit | Residential | Addition | Issued | Installation / Repair - Residential - Entire UNIT, Audio, Video, low voltage wiring. >BP: Interior alterations to provide improvements to the existing dwelling unit (#2001) on the 20th floor of this existing multiple dwelling building on this site. Revision #1: Additional Project Value: $30,000 Further interior alteration to change floor plan layout. Contractor to have valid City of Vancouver or Intermunicipal Business Licence prior to commencing work. OK for Field Review by K.Clark December 8, 2022. | CGM Electronics (2002) Ltd
PP-2023-03956 | 2023-11-09 | 1816 HARO STREET #1601, Vancouver, BC V6G 2Y7 | Plumbing Permit | Commercial | Renovation - Dwelling Unit(s) only | Issued | Commercial - Re & Re of Kitchen sink Dishwasher Basin Toilet Diverter >BP: #1601 - 16th Floor Interior alterations to renovate this existing dwelling unit #1601 on the 16th floor of this existing multiple dwelling building. Bathtub | MDE Enterprises Ltd
EP-2023-10406 | 2023-11-17 | 1816 HARO STREET #1601, Vancouver, BC V6G 2Y7 | Electrical Permit | Commercial | Renovation - Dwelling Unit(s) only | Issued | Installation / Repair - Commercial - Updating light fixtures and Receptacles >BP: #1601 - 16th Floor Interior alterations to renovate this existing dwelling unit #1601 on the 16th floor of this existing multiple dwelling building. OK to process as DTI as per J. Zhang July 13, 2023 | Torr Electric
EP-2023-03481 | 2023-04-21 | 1935 HARO STREET #802, Vancouver, BC V6G 1H8 | Electrical Permit | Commercial | Tenant Improvement | Completed | Installation / Repair - Commercial - Receptacles in the kitchen replacement. Converting range hood to an outlet, moving one outlet one foot over. | Houle Electric Limited
GP-2022-03606 | 2022-11-17 | 1119 BROUGHTON STREET, Vancouver, BC V6G 2A9 | Gas Permit | Residential | Renovation | Completed | Residential - Re and Re of a gas boiler and storage tank | Airlink Heating and Plumbing Ltd
GP-2022-00057 | 2022-01-09 | 1405 PENDRELL STREET, Vancouver, BC V6G 1S3 | Gas Permit | Residential | Tenant Improvement | Completed | Residential - Gas range re/re | Super Tech Appliances Installation Ltd
PP-2022-01003 | 2022-03-25 | 1396 BURNABY STREET #302, Vancouver, BC V6E 1P9 | Plumbing Permit | Commercial | Renovation | Completed | Commercial - SUITE #302 - replacement of bathtub with shower base #302 Interior alterations to provide improvements to dwelling unit #302 on the 3rd floor of this multiple dwelling building on this site. | Forsberg Plumbing and Heating Ltd
EP-2023-05358 | 2023-06-15 | 1238 CARDERO STREET #1, Vancouver, BC V6G 2H6 | Electrical Permit | Commercial | Renovation - Dwelling Unit(s) only | Completed | Installation / Repair - Commercial - Installing some pot light ,Changing electrical panel, kitchen and bathroom renovation. >BP: #1-1238 Cardero St Interior alterations to an interior load-bearing wall in the kitchen as per structural drawings in this existing multiple dwelling building on the site. OK for Direct to Inspections as per S.Yu on June 8, 2023 Structural Schedule B, Christopher Man, P. Eng., phone# 604.874.3237 | Amir Hossein Rastjoo
EP-2022-09749 | 2022-11-22 | 845 CHILCO STREET #401, Vancouver, BC V6G 2R2 | Electrical Permit | Residential | Renovation | Completed | Installation / Repair - Residential - emergency power restoration call to address burned 100 a 3phase sub feeder breaker to suite #401..a temporary 70a breaker installed to restore power until a 100a breaker is available to be installed permanently at later date on this permit. | Panther Electric Ltd
EP-2023-01124 | 2023-02-09 | 845 CHILCO STREET #701, Vancouver, BC V6G 2R2 | Electrical Permit | Residential | Addition | Completed | Installation / Repair - Residential - add 2 receptacles to either sides of existing electric fireplace built in unit. AFCI protection added to armoured cables feeding the new receptacles -the two outlets are being fished from from existing wiring within the cabinet to the two new outlets at both ends of the same cabinet .all wing is within the living space | Panther Electric Ltd
EP-2023-08772 | 2023-09-28 | 1405 HARO STREET #303, Vancouver, BC V6G 1G2 | Electrical Permit | Commercial | Renovation | Completed | Installation / Repair - Commercial - Confirm wiring is safe from addition of a wall. Safety Check. Check the existing installation of electrical equipment to ensure electrical safety. >BP: #303 Interior alterations to provide improvements to unit #303 on the 3rd floor of this existing multiple dwelling building on this site. OK for field review as per W.Wong Planning cleared by: Benjamin Dufix Architectural Schedule B provided by W. Neil Robertson Note: The proposed modifications should be reversible so that the units can later be re-instated to their current state. Scope of Work: Non-rated wood frame partitions are (to be) constructed within the suite to close the dining area from the kitchen, and from the living area. The dining will be accessed from Living area, by a pocket door. The existing exterior walls and party walls of the suite are not to be disturbed. The Drywall assembly of the existing ceiling is not to be disturbed. | Advanco Electric Ltd
EP-2022-03555 | NULL | 1860 ROBSON STREET #903, Vancouver, BC V6G 3C1 | Electrical Permit | Residential | Renovation | Application Incomplete | Installation / Repair - Residential - Power and lighting upgrade for a minor renovation | Wicks Electric Inc
NULL | NULL | 1128 W HASTINGS STREET, Vancouver, BC V6E 4R5 | Electrical Permit | Commercial | NULL | Draft | Annual / Operating - Annual Operating Permit Renew expiring Permit EP-2021-03571 | Sasco Contractors Ltd
EP-2022-01667 | 2022-03-04 | 837 W HASTINGS STREET, Vancouver, BC V6C 3N9 | Electrical Permit | Commercial | Renovation | Completed | Installation / Repair - Commercial - Relocation of Temperature sensors and VAV Controller. DDC Integration of Kitchen Exhaust Equipment -it's class 2 low voltage | ESC Automation Inc
PP-2023-02838 | 2023-08-11 | 1060 ALBERNI STREET #1101, Vancouver, BC V6E 4K2 | Plumbing Permit | Commercial | Addition | Completed | Commercial - Adding a laundry box ***Any Structural work may require a building permit | Trust It Plumbing Inc
PP-2023-00125 | 2023-01-16 | 1060 ALBERNI STREET #810, Vancouver, BC V6E 4K2 | Plumbing Permit | Residential | Renovation | Completed | Residential - Adding laundry Box for new washing machine | Trust It Plumbing Inc
PP-2022-00613 | 2022-02-24 | 1301 ROBSON STREET, Vancouver, BC V6E 1C6 | Plumbing Permit | Commercial | Renovation | Completed | Commercial - Replace with new fixtures *** DPW sinks requires vent pipe*** | Infinity Pacific Mechanical Ltd
EP-2022-01261 | 2022-03-01 | 1301 ROBSON STREET, Vancouver, BC V6E 1C6 | Electrical Permit | Commercial | Renovation | Completed | Installation / Repair - Commercial - Supply power to fridges and Installation decorative lighting boxes. >BP: 1301 Robson Street - Interior alterations and a change of use from Restaurant Class 1 to Retail Limited Food (containing 16 seats max) at this existing mixed use building on this site. Scope of work includes: adding new appliances and 2 plumbing fixture units and capping off existing plumbing fixture unit. Letters of assurance submitted: Sch B (Plumb): X. Tan, P.Eng., 778.706.5858 Note: - Energy upgrade triggers: E2 - Lighting - Upgrade to incorporate Automatic Partial OFF (per 9.4.1.1.(g) of ASHRAE 90.1-2016) | Vanstar Electric Ltd
EP-2023-09407 | 2023-11-03 | 795 JERVIS STREET, Vancouver, BC V6E 2B1 | Electrical Permit | Commercial | Addition | Issued | Installation / Repair - Commercial - Safety Check on previous WWOP by others of commercial cooking hood with ventless exhaust system. Additional work to be determined, and applied for under separate permit. Client has procured services of designer and mechanical engineer to address issues on the Legal Notice received Sept 18, 2023. CF-2023-008349 | 2M ELECTRICAL SERVICES
PP-2023-00958 | 2023-03-23 | 1060 ALBERNI STREET #603, Vancouver, BC V6E 4K2 | Plumbing Permit | Residential | Addition | Completed | Residential - Adding a laundry box | Trust It Plumbing Inc
PP-2023-04221 | 2023-12-04 | 1060 ALBERNI STREET #1110, Vancouver, BC V6E 4K2 | Plumbing Permit | Commercial | Addition | Completed | Commercial - Adding a washing machine (laundry box rough in) Approved by strata **No Building alterations or Building work otherwise a BP will be required | Trust It Plumbing Inc
PP-2022-02281 | 2022-06-29 | 1845 ROBSON STREET #201, Vancouver, BC V6G 1E4 | Plumbing Permit | Commercial | Renovation | Completed | Commercial - Installing new bath tub/valve. Installing new shower/valve. >Interior alterations only to provide improvements to this dwelling unit (#201) on the 2nd floor of this existing multiple dwelling building on site. Scope of work includes: changing all closet doors to bi-pass/sliding doors, new bathroom fixtures/millwork, lighting, electrical and plumbing work. OK For Field Review per Kim Vogt - Feb 28/22 E2 - SWH - Install low flow shower heads in all showers Energy checklist is currently no longer required with your Building Permit (BP) application. Some supporting documents are still required at BP stage, specifically Envelope and HVAC, if applicable. Service Water Heating and Lighting supporting documents, if applicable, must be submitted with your related trades permits (e.g. electrical and plumbing). All energy upgrades will be checked during inspections stage. It is the applicant’s responsibility to identify and note all required upgrades including energy upgrades on their BP drawings at BP stage. | Hyack Plumbing and Heating
NULL | NULL | 1845 ROBSON STREET #201, Vancouver, BC V6G 1E4 | Plumbing Permit | Commercial | Renovation | Withdrawn | Commercial - New tub and valve. New shower base and valve. | Hyack Plumbing and Heating
EP-2022-05625 | 2022-07-04 | 1845 ROBSON STREET #201, Vancouver, BC V6G 1E4 | Electrical Permit | Residential | Addition | Completed | Installation / Repair - Residential - Two Bathroom Reno’s Add pots Add led mirror Add NU heat >BP: Interior alterations only to provide improvements to this dwelling unit (#201) on the 2nd floor of this existing multiple dwelling building on site. Scope of work includes: changing all closet doors to bi-pass/sliding doors, new bathroom fixtures/millwork, lighting, electrical and plumbing work. OK For Field Review per Kim Vogt - Feb 28/22 E2 - SWH - Install low flow shower heads in all showers Energy checklist is currently no longer required with your Building Permit (BP) application. Some supporting documents are still required at BP stage, specifically Envelope and HVAC, if applicable. Service Water Heating and Lighting supporting documents, if applicable, must be submitted with your related trades permits (e.g. electrical and plumbing). All energy upgrades will be checked during inspections stage. It is the applicant’s responsibility to identify and note all required upgrades including energy upgrades on their BP drawings at BP stage. | DLP Electrical Ltd
NULL | NULL | 560 CARDERO STREET #1505, Vancouver, BC V6G 3E9 | Plumbing Permit | Commercial | Renovation | Draft | Commercial - Changing shower valves, tubs to showers, upgrading trap arms, laundry box, adding water line for steam oven and coffee machine, moved fridge ice box location. | NULL
EP-2023-00857 | 2023-02-01 | 560 CARDERO STREET #1505, Vancouver, BC V6G 3E9 | Electrical Permit | Residential | Renovation | Completed | Installation / Repair - Residential - Pot lights/LED strip lights/changing kitchen layout >BP: Interior alterations to the bathroom and kitchen in the dwelling unit on the 15th floor (#1505) in this existing multiple dwelling building. Scope of work includes replacing the gas fireplace, reconfiguring the kitchen including removal of some walls, replacing bathroom tile and plumbing fixtures, replacing the bathtubs with a showers, replacing kitchen and bathroom cabinets and new pot lights. OK for Field Review per Nehzat J.; August 18, 2022 Notes: - Energy Upgrade: E2 - Lighting - Install energy efficient lighting fixtures (single occupied space area) - This building is sprinklered. DBI to determine on site if a sprinkler permit is required. - DBI to determine on site if Schedule B, Structural, is required. | Line In Electric Ltd
PP-2023-00301 | 2023-01-30 | 560 CARDERO STREET #1505, Vancouver, BC V6G 3E9 | Plumbing Permit | Commercial | Renovation - Dwelling Unit(s) only | Completed | Commercial - Re abs re and fixtures, relocate fridge ice box, update existing trap arm sizes and materials, update laundry box, add fixture shutoffs for steam oven and coffee machine. >BP: Interior alterations to the bathroom and kitchen in the dwelling unit on the 15th floor (#1505) in this existing multiple dwelling building. Scope of work includes replacing the gas fireplace, reconfiguring the kitchen including removal of some walls, replacing bathroom tile and plumbing fixtures, replacing the bathtubs with a showers, replacing kitchen and bathroom cabinets and new pot lights. OK for Field Review per Nehzat J.; August 18, 2022 Notes: - Energy Upgrade: E2 - Lighting - Install energy efficient lighting fixtures (single occupied space area) - This building is sprinklered. DBI to determine on site if a sprinkler permit is required. - DBI to determine on site if Schedule B, Structural, is required. | Matthew Le Gal DBA Imperial Plumbing & Heating
EP-2023-10016 | 2023-12-13 | 1233 W CORDOVA STREET #1604, Vancouver, BC V6C 3R1 | Electrical Permit | Residential | Renovation - Dwelling Unit(s) only | Issued | Installation / Repair - Residential - Replace all existing potlights to new slim flush pot lights. Add two TV receptacles. Add 8 potlights, add 2 LED strip lights. >BP: #1604 Interior alterations to provide improvements to dwelling unit #1604 on the 16th floor of this multiple dwelling building on this site. | Rockwood Electric Ltd
PP-2022-01586 | 2022-05-09 | 1233 W CORDOVA STREET #1604, Vancouver, BC V6C 3R1 | Plumbing Permit | Residential | Renovation | Completed | Residential - Plumbing Fixtures replacement in master bathroom. >Interior alterations to renovate this dwelling unit #1604 on the 16th floor of this existing multiple dwelling building on this site. | Boiler Boys Heating and Plumbing Inc
NULL | NULL | 1233 W CORDOVA STREET #1701, Vancouver, BC V6C 3R1 | Plumbing Permit | Commercial | Addition | Draft | Commercial - Replace the old fixtures with the new ones | 1357650 BC Ltd dba Westland Plumbery
SP-2022-00351 | 2022-07-15 | 499 BROUGHTON STREET #401, Vancouver, BC V6G 3K1 | Sprinkler Permit | Commercial | Tenant Improvement | Completed | Commercial - Sprinkler alterations only to provide improvements to this unit (401) in this existing multiple dwelling building on this site. | Viking Fire Protection Inc
EP-2022-06687 | 2022-08-13 | 499 BROUGHTON STREET #401, Vancouver, BC V6G 3K1 | Electrical Permit | Residential | Renovation - Dwelling Unit(s) only | Completed | Installation / Repair - Residential - #401 -Complete Renovation throughout- removal of all electrical systems (plugs, lighting, HVAC) , branch circuits back to suite panels. RE and RE suite panels with new panel boards and breakers. A new lutron automated lighting and control system to be installed with low voltage key pad controls. All interior walls have been removed to concrete shell as per demolition plan. Two New Fan coil AC units are to be installed, see specs >BP: Interior alterations only to provide improvements to this unit (401) in this existing multiple dwelling building on this site. Scope of work: Deconstruct all interior walls, finishes and fixtures. Construct new interior walls, kitchen, 2 bathrooms, 2 bedrooms. Deconstruct and seal off 2 fireplaces. DBI to determine if PENG required. | NWI Contracting Ltd
PP-2022-02143 | 2022-06-20 | 499 BROUGHTON STREET #401, Vancouver, BC V6G 3K1 | Plumbing Permit | Commercial | Renovation | Completed | Commercial - Re and re of all plumbing systems >Interior alterations only to provide improvements to this unit (401) in this existing multiple dwelling building on this site. Scope of work: Deconstruct all interior walls, finishes and fixtures. Construct new interior walls, kitchen, 2 bathrooms, 2 bedrooms. Deconstruct and seal off 2 fireplaces. DBI to determine if PENG required. OK for field review as per Rosa Astorino - October 25, 2021 | Tideline Mechanical Inc
EP-2022-07359 | 2022-08-31 | 499 BROUGHTON STREET #401, Vancouver, BC V6G 3K1 | Electrical Permit | Residential | Renovation | Completed | Installation / Repair - Residential - Security Alarm System >BP: Interior alterations only to provide improvements to this unit (401) in this existing multiple dwelling building on this site. Scope of work: Deconstruct all interior walls, finishes and fixtures. Construct new interior walls, kitchen, 2 bathrooms, 2 bedrooms. Deconstruct and seal off 2 fireplaces. DBI to determine if PENG required. OK for field review as per Rosa Astorino - October 25, 2021 | Rose Security Services Inc
EP-2022-07167 | 2022-08-25 | 499 BROUGHTON STREET #402, Vancouver, BC V6G 3K1 | Electrical Permit | Residential | Renovation - Dwelling Unit(s) only | Completed | Installation / Repair - Residential - UNIT #402 - LV installation throughout unit. AN automated system is being integrated to control lighting, shades, and entertainment. LV keypads will be used, dimmer panel, speakers, and motorized shades and all needed wiring is being installed >BP: Interior alterations only to provide improvements to this unit (401) in this existing multiple dwelling building on this site. Scope of work: Deconstruct all interior walls, finishes and fixtures. Construct new interior walls, kitchen, 2 bathrooms, 2 bedrooms. Deconstruct and seal off 2 fireplaces. | NWI Contracting Ltd
EP-2022-05383 | 2022-06-24 | 1160 BURRARD STREET #806, Vancouver, BC V6Z 2E8 | Electrical Permit | Residential | Renovation | Completed | Installation / Repair - Residential - Kitchen circuits and bathroom circuit relocation, pot lights installation, and panel replacement #806 - 8th floor Interior alterations to this existing dwelling unit on the 8th floor (#806) in this existing commercial/residential building. Scope of work: remove/construct select walls to make open concept kitchen and enlarge powder room to full bathroom on main floor, new appliances, remove closet on second floor, update fixtures in upstairs bathroom, change placement of bathtub and sink, lighting, electrical and plumbing work. | Wirechief Electric Ltd
PP-2022-01987 | 2022-07-05 | 1160 BURRARD STREET #806, Vancouver, BC V6Z 2E8 | Plumbing Permit | Residential | Renovation - Dwelling Unit(s) only | Completed | Residential - Removing all drainage and water pipe and replacing. Some new locations. >Interior alterations to this existing dwelling unit on the 8th floor (#806) in this existing commercial/residential building. Scope of work: remove/construct select walls to make open concept kitchen and enlarge powder room to full bathroom on main floor, new appliances, remove closet on second floor, update fixtures in upstairs bathroom, change placement of bathtub and sink, lighting, electrical and plumbing work. E2 - Appliances - Upgrade to an Energuide/Energy Star appliance (fridge;dishwasher) Energy checklist is currently no longer required with your Building Permit (BP) application. Some supporting documents are still required at BP stage, specifically Envelope and HVAC, if applicable. Service Water Heating and Lighting supporting documents, if applicable, must be submitted with your related trades permits (e.g. electrical and plumbing). All energy upgrades will be checked during inspections stage. It is the applicant’s responsibility to identify and note all required upgrades including energy upgrades on their BP drawings at BP stage. | Shoreline Plumbing Inc
EP-2022-08499 | 2022-10-07 | 560 CARDERO STREET #1001, Vancouver, BC V6G 3E9 | Electrical Permit | Commercial | Renovation | Completed | Installation / Repair - Commercial - SUITE #1001 - Controls for SF, EF and heating water supply system for heating coils. | ESC Automation Inc
EP-2022-04876 | 2022-06-10 | 1077 W CORDOVA STREET #3801, Vancouver, BC V6C 2C6 | Electrical Permit | Residential | Renovation - Dwelling Unit(s) only | Completed | Installation / Repair - Residential - #3801 Re & re of existing bathroom circuit, add in 3 LiteLine luna pots and update existing devices and cover plates. Interior alterations only to provide bathroom improvements to this existing residential dwelling unit #3801 on the 38th floor at this existing mixed-use commercial and residential building. ** Amend 09/20/2022** Attached load calculations | WESTPEAK ELECTRICAL LTD
PP-2022-02202 | 2022-06-22 | 1077 W CORDOVA STREET #3801, Vancouver, BC V6C 2C6 | Plumbing Permit | Residential | Renovation | Completed | Residential - Changing bathtub to a shower, change the shower rough in and add a steam unit > Interior alterations only to provide bathroom improvements to this existing residential dwelling unit #3801 on the 38th floor at this existing mixed-use commercial and residential building. E2 - Lighting - Install energy efficient lighting fixtures OK For Field Review per Andrew W - June 1/21 | Rite Flow Plumbing Inc
EP-2022-00086 | 2022-02-25 | 811 HELMCKEN STREET #1303, Vancouver, BC V6Z 1B1 | Electrical Permit | Residential | Renovation - Dwelling Unit(s) only | Completed | Installation / Repair - Residential - Relocate existing light switch and receptacle over to counter top. Install 3 pot lights, 2 pendant lights and kitchen cabinet puck lights. Install 2 bathroom vanity lights, under cabinet lights, 2 pot lights and mirror light. Replace all existing electric baseboard heaters. Replace all existing switches and receptacles with decora style. >BP: Lagan 101015691037 #1303 - Floor 13 Interior alterations to provide improvements to this existing unit (1303) in this multiple dwelling building on this site. Scope of work: re and re electrical fixtures, plumbing fixtures and bathtub. | Priority Electric LTD.
PP-2021-04176 | 2022-01-04 | 811 HELMCKEN STREET #1303, Vancouver, BC V6Z 1B1 | Plumbing Permit | Residential | Renovation | Completed | Residential - UNIT# 1303 Replacement of fixtures Fixtures going in same locations. Will not be going through any load bearing walls. Interior alterations to provide improvements to this existing unit (1303) in this multiple dwelling building on this site. Scope of work: re and re electrical fixtures, plumbing fixtures and bathtub. E2 - Appliances - Upgrade to an Energuide/Energy Star appliance (fridge, dishwasher) | Pacific Mechanical Systems Ltd
SP-2023-02160 | 2023-11-29 | 1079 MAINLAND STREET, Vancouver, BC V6B 5P9 | Sprinkler Permit | Commercial | Tenant Improvement | Issued | Commercial - Relocate existing 1" branch-line and sprinkler head approx. 8" for new cabinet doors as doors will not open. **No Building alterations or Building work otherwise a BP will be required | Community Fire Prevention Ltd
EP-2022-04723 | 2022-06-06 | 1333 HORNBY STREET #708, Vancouver, BC V6Z 2C1 | Electrical Permit | Residential | Renovation | Completed | Installation / Repair - Residential - Test and recertify wiring - Replace wiring for lighting and power circuits >BP: Interior alterations to provide fire/water damage repair to this existing dwelling unit on the 7th floor (#708) in this existing multiple dwelling building on this site. Scope of work: gypsum board and interior finishes replacement. Architectural Schedule B submitted by Scott Gordon, Architect, ph: 604-220-8272 OK for Field Review per K. Vogt; Nov 8, 2021 | Novawest Electrical Services Ltd
PP-2022-01921 | 2022-06-07 | 1333 HORNBY STREET #708, Vancouver, BC V6Z 2C1 | Plumbing Permit | Residential | Renovation - Dwelling Unit(s) only | Completed | Residential - Bathroom • Reinstall sink and faucet • Reinstall toilet Kitchen • Reinstall sink and faucet BP: #708 - 7th floor Interior alterations to provide fire/water damage repair to this existing dwelling unit on the 7th floor (#708) in this existing multiple dwelling building on this site. Scope of work: gypsum board and interior finishes replacement. Architectural Schedule B submitted by Scott Gordon, Architect, ph: 604-220-8272 OK for Field Review per K. Vogt; Nov 8, 2021 | Cobing Building Solutions Ltd
PP-2022-00728 | 2022-03-03 | 535 NICOLA STREET #802, Vancouver, BC V6G 3G3 | Plumbing Permit | Commercial | Renovation - Dwelling Unit(s) only | Completed | Commercial - SUITE #802 - 8TH FLOOR - Re and re toilet and vanity . Change the tub to a shower #802 - 8th floor Interior alterations only to provide improvements to this existing dwelling unit on the 8th floor (#802) in this existing multiple dwelling building. Scope of work: remove and replace ensuite tub with shower stall, remove and replace ensuite countertop, cabinets, floors and doors, electrical and plumbing work. | PGC Plumbing Ltd
EP-2022-04717 | 2022-06-06 | 1333 HORNBY STREET #705, Vancouver, BC V6Z 2C1 | Electrical Permit | Residential | Renovation | Completed | Installation / Repair - Residential - Test and recertify wiring - Replace wiring for lighting and power circuits >BP: Interior alterations to provide fire/water damage repair to this existing dwelling unit on the 7th floor (#705) in this existing multiple dwelling building on this site. Scope of work: gypsum board and interior finishes replacement. Architectural Schedule B submitted by Scott Gordon, Architect, ph: 604-220-8272 OK for Field Review per K. Vogt; Nov 8, 2021 | Novawest Electrical Services Ltd
PP-2022-01917 | 2022-06-07 | 1333 HORNBY STREET #705, Vancouver, BC V6Z 2C1 | Plumbing Permit | Residential | Renovation - Dwelling Unit(s) only | Completed | Residential - Bathroom • Reinstall sink and faucet • Reinstall toilet Kitchen • Reinstall sink and faucet >BP: #705- 7th floor Interior alterations to provide fire/water damage repair to this existing dwelling unit on the 7th floor (#705) in this existing multiple dwelling building on this site. Scope of work: gypsum board and interior finishes replacement. Architectural Schedule B submitted by Scott Gordon, Architect, ph: 604-220-8272 OK for Field Review per K. Vogt; Nov 8, 2021 | Cobing Building Solutions Ltd
PP-2022-01916 | 2022-06-07 | 1333 HORNBY STREET #706, Vancouver, BC V6Z 2C1 | Plumbing Permit | Residential | Renovation - Dwelling Unit(s) only | Completed | Residential - Bathroom • Reinstall sink and faucet • Reinstall toilet Kitchen • Reinstall sink and faucet >BP: #706 - 7th floor Interior alterations to provide fire/water damage repair to this existing dwelling unit on the 7th floor (#706) in this existing multiple dwelling building on this site. Scope of work: gypsum board and interior finishes replacement Architectural Schedule B submitted by Scott Gordon, Architect, ph: 604-220-8272 OK for Field Review per K. Vogt; Nov 8, 2021 | Cobing Building Solutions Ltd
EP-2022-04716 | 2022-06-06 | 1333 HORNBY STREET #706, Vancouver, BC V6Z 2C1 | Electrical Permit | Residential | Renovation | Completed | Installation / Repair - Residential - Test and recertify wiring - Replace wiring for lighting and power circuits >BP: Interior alterations to provide fire/water damage repair to this existing dwelling unit on the 7th floor (#706) in this existing multiple dwelling building on this site. Scope of work: gypsum board and interior finishes replacement Architectural Schedule B submitted by Scott Gordon, Architect, ph: 604-220-8272 OK for Field Review per K. Vogt; Nov 8, 2021 | Novawest Electrical Services Ltd
PP-2023-00096 | 2023-01-18 | 1106 PACIFIC STREET #301, Vancouver, BC V6E 1T4 | Plumbing Permit | Residential | Renovation | Completed | Residential - Changing the shower pan to a bath tub, new toilet, new vanity >BP: Interior alterations to provide residential improvements to the bathroom and closet adjacent to the bathroom at unit #301 on the 3rd floor of this existing multiple dwelling building. Scope of work includes Replace existing shower stall to tub and wall tiles. Replace Floor tiles, vanity, toilet and Electrical work. E2 - Lighting - Install energy efficient lighting fixtures (single occupied space area) OK to process as field Review as per Nehzat J. November 24, 2022 | CRYSTAL SPRING PLUMBING
EP-2022-07254 | 2022-08-30 | 1106 PACIFIC STREET #303, Vancouver, BC V6E 1T4 | Electrical Permit | Commercial | Renovation | Completed | Installation / Repair - Commercial - changed switch plugs and changed existing lights | D&B Shergill Electrical Ltd.
PP-2022-03086 | NULL | 1106 PACIFIC STREET #303, Vancouver, BC V6E 1T4 | Plumbing Permit | Commercial | Renovation - Dwelling Unit(s) only | Withdrawn | Commercial - Replacing bathtub with a custom shower pan and a new diverter. | Zenith Plumbing & Gas Fitting Ltd.
NULL | NULL | 1106 PACIFIC STREET #303, Vancouver, BC V6E 1T4 | Plumbing Permit | Commercial | Renovation | Withdrawn | Commercial - Replacing bathtub with a custom shower pan, changing diverter valve. Replacing water closet, lav, and kitchen sink with new fixtures. Location stays the same. | Zenith Plumbing & Gas Fitting Ltd.
PP-2022-03232 | 2022-09-15 | 1106 PACIFIC STREET #307, Vancouver, BC V6E 1T4 | Plumbing Permit | Residential | Renovation | Completed | Residential - Replace tub and shower fixtures. New toilet and vanity. Add Washer Drain and water lines (New addition) >BP: Interior alterations to provide residential improvements to the bathroom and closet adjacent to the bathroom at unit #307 on the 3rd floor of this existing multiple dwelling building. Scope of work includes installation of washer and dryer in the closet. E2 - Lighting - Install lighting dimmer, timers, and/or motion detectors on interior lights | CRYSTAL SPRING PLUMBING
NULL | NULL | 1106 PACIFIC STREET #307, Vancouver, BC V6E 1T4 | Electrical Permit | Commercial | Renovation | Draft | Installation / Repair - Commercial - At the existing bathroom upgrade ceiling lighting to 4 x LED lights and add new circuits for the Dryer and the washer unit. | NULL
EP-2023-09959 | 2023-11-20 | 1281 W CORDOVA STREET #901, Vancouver, BC V6C 3R5 | Electrical Permit | Commercial | Renovation - Dwelling Unit(s) only | Issued | Installation / Repair - Commercial - kitchen and bathroom renovation. Installing some pot lights in kitchen , hall way , living room , dinning room and bathrooms. >BP: #901 - 1281 W Cordova St Interior renovations to dwelling unit on 9th floor of existing multiple dwelling building on site. Scope of work to include removal of two non-structural interior walls, removal of existing fireplace, kitchen renovation including new cabinets and flooring, bathroom renovation including new tiling and plumbing fixtures, removal of powder room and addition of bar sink. OK for DTI per S. Jordan on 26 July 2023. DBI to determine if sprinkler permit is required. | Amir Hossein Rastjoo
PP-2023-03876 | 2023-11-03 | 1281 W CORDOVA STREET #901, Vancouver, BC V6C 3R5 | Plumbing Permit | Commercial | Renovation - Dwelling Unit(s) only | Issued | Commercial - Bathroom and Kitchen Renovation. - New shower valve and drain - New wall-mount faucet - Relocating existing kitchen drain and waterlines slightly >BP: #901 - 1281 W Cordova St Interior renovations to dwelling unit on 9th floor of existing multiple dwelling building on site. Scope of work to include removal of two non-structural interior walls, removal of existing fireplace, kitchen renovation including new cabinets and flooring, bathroom renovation including new tiling and plumbing fixtures, removal of powder room and addition of bar sink. | Hippo Plumbing and Heating Ltd
GP-2023-03370 | 2023-11-03 | 1281 W CORDOVA STREET #901, Vancouver, BC V6C 3R5 | Gas Permit | Commercial | Renovation | Issued | Commercial - Relocate slightly existing gas line for the gas range - low pressure. | Hippo Plumbing and Heating Ltd
PP-2022-01505 | 2022-05-04 | 560 CARDERO STREET #607, Vancouver, BC V6G 3E9 | Plumbing Permit | Residential | Renovation | Completed | Residential - Changing the bathtub to shower, remove and reinstall the water closet, remove and reinstall the vanity all same location >BP: #607 - 6th floor Interior alterations to the bathroom and kitchen in the dwelling unit on the 6th floor (#607) in this existing multiple dwelling building. Scope of work: replace bathroom tile on the shared common wall, replace kitchen and bathroom cabinets, electrical and plumbing work. OK for Field Review per K. Vogt; March 25, 2022 E2 - Appliances - Upgrade to an Energuide/Energy Star appliances (fridge;dishwasher) Energy checklist is currently no longer required with your Building Permit (BP) application. Some supporting documents are still required at BP stage, specifically Envelope and HVAC, if applicable. Service Water Heating and Lighting supporting documents, if applicable, must be submitted with your related trades permits (e.g. electrical and plumbing). All energy upgrades will be checked during inspections stage. It is the applicant’s responsibility to identify and note all required upgrades including energy upgrades on their BP drawings at BP stage. | Seven Mechanical Ltd
EP-2023-10201 | 2023-11-10 | 1295 W CORDOVA STREET, Vancouver, BC V6C 3P9 | Electrical Permit | Commercial | NULL | Issued | Annual / Operating - Annual Operating Permit Maintenance of EV-EMS system & infrastructure -This AOP application is only for the EV-EMS system & infrastructure maintenance | Berts Electric (2001) Ltd
EP-2023-11185 | 2023-12-15 | 1005 BEACH AVENUE #203, Vancouver, BC V6E 3W2 | Electrical Permit | Commercial | Addition | Issued | Installation / Repair - Commercial - Installation of security system | ADT Security Services Canada Inc
EP-2023-09592 | 2023-10-26 | 1005 BEACH AVENUE #403, Vancouver, BC V6E 3W2 | Electrical Permit | Commercial | Renovation - Dwelling Unit(s) only | Completed | Installation / Repair - Commercial - Add 120V outlet for laundry closet. Only 240V avaliable. | Higherstate Electric Inc
PP-2023-03450 | 2023-12-21 | 1348 BURRARD STREET, Vancouver, BC V6Z 2B7 | Plumbing Permit | Commercial | Renovation | Issued | Commercial - - Replacing shower pan with mop sink - Adding new hand wash sink >BP: Interior alterations to change the use from Retail to Beauty Salon at this existing mixed-use building on this site. Scope of work includes new flooring, electrical and plumbing work. Sign Permit required for any new signage. | Urgent Plumbing Ltd
EP-2023-11139 | 2023-12-13 | 1348 BURRARD STREET, Vancouver, BC V6Z 2B7 | Electrical Permit | Commercial | Renovation | Completed | Installation / Repair - Commercial - Relocate a couple of switches and plugs. >BP: Interior alterations to change the use from Retail to Beauty Salon at this existing mixed-use building on this site. Scope of work includes new flooring, electrical and plumbing work. Sign Permit required for any new signage. OK for field review as per Kirat Kang - October 19, 2023 This building is sprinklered. District Building Inspector to determine if a separate sprinkler permit is required. No translucent or opaque film, artwork, posters, shelving, display cases or similar elements are to be installed on or directly outside or inside of the approved glazing frontages and windows so that the interior of the premises is visible at all times from the sidewalk Energy checklist is currently no longer required with your Building Permit application. Some supporting documents are still required at BP stage, specifically Envelope and HVAC, if applicable. Service Water Heating and Lighting supporting documents, if applicable, must be submitted with your related trade’s permits (e.g. electrical and plumbing). | INTROPROELECTRIC INC
PP-2023-04244 | NULL | 1348 BURRARD STREET, Vancouver, BC V6Z 2B7 | Plumbing Permit | Commercial | Renovation | Withdrawn | Commercial - Replacing shower base with mop sink and adding new hand wash sink | Urgent Plumbing Ltd
EP-2023-10513 | 2023-12-01 | 1311 BEACH AVENUE #1801, Vancouver, BC V6E 1V6 | Electrical Permit | Residential | Renovation - Dwelling Unit(s) only | Issued | Installation / Repair - Residential - Kitchen, Bathrooms renovation. New LED pot lights to replace old ones. New kitchen appliances, bathroom fans, re/re existing plugs and baseboard heaters. >BP: Interior alterations to provide improvements to dwelling unit #1801 on the 18th floor of this existing multiple dwelling building on this site. OK for DTI per W. Wong October 25, 2023 | F & S Electrical Ltd
PP-2023-03941 | 2023-11-08 | 1311 BEACH AVENUE #1801, Vancouver, BC V6E 1V6 | Plumbing Permit | Commercial | Renovation - Dwelling Unit(s) only | Completed | Commercial - -turning single sink into double sink (drainage and waterlines) -converting tub into schluter shower -new tub, and bathroom fixtures going into existing plumbing locations >BP: #1801 Interior alterations to provide improvements to dwelling unit #1801 on the 18th floor of this existing multiple dwelling building on this site. | Platinum Ridge Plumbing Ltd
NULL | NULL | 1080 HORNBY STREET, Vancouver, BC V6Z 1V6 | Plumbing Permit | Commercial | Renovation - Dwelling Unit(s) only | Draft | Commercial - Scope of work to swap out and install updated sinks & faucet fixtures, and Toilets in 43 units as well as RE & RE 49 dishwasher hook ups and 14 shower pans | Kelowna Evolution Mechanical Ltd
PP-2022-00103 | 2022-01-17 | 1080 HORNBY STREET, Vancouver, BC V6Z 1V6 | Plumbing Permit | Commercial | Renovation | Completed | Commercial - 23RD FLOOR Re & Re Tub/shower combination | Kelowna Evolution Mechanical Ltd
PP-2022-00106 | 2022-01-17 | 1080 HORNBY STREET, Vancouver, BC V6Z 1V6 | Plumbing Permit | Commercial | Renovation | Completed | Commercial - 22ND FLOOR Update existing shower/tub using existing P Traps and installing new shower Valves Level 22 Interior alterations to provide renovations for all the dwelling units (7 units) on 22nd floor | Kelowna Evolution Mechanical Ltd
PP-2022-00108 | 2022-01-17 | 1080 HORNBY STREET, Vancouver, BC V6Z 1V6 | Plumbing Permit | Commercial | Renovation | Completed | Commercial - 21ST FLOOR Update existing tub/showers using existing P traps and replacing the shower valves Level 21 Interior alterations to provide renovations for all the dwelling units (7 units) on 21st floor. | Kelowna Evolution Mechanical Ltd
PP-2022-00109 | 2022-01-17 | 1080 HORNBY STREET, Vancouver, BC V6Z 1V6 | Plumbing Permit | Commercial | Renovation | Completed | Commercial - 20TH FLOOR Update shower/tub using existing P trap and replacing shower valves Level 20 Interior alterations to provide renovations for all the dwelling units (7 units) on 20th floor | Kelowna Evolution Mechanical Ltd
PP-2022-00110 | 2022-01-17 | 1080 HORNBY STREET, Vancouver, BC V6Z 1V6 | Plumbing Permit | Commercial | Renovation | Completed | Commercial - 19TH FLOOR Update tub/shower using existing P Trap and replacing shower Valve Level 19 Interior alterations to provide renovations for all the dwelling units (8 units) on 19th floor | Kelowna Evolution Mechanical Ltd
PP-2022-00102 | 2022-01-17 | 1080 HORNBY STREET, Vancouver, BC V6Z 1V6 | Plumbing Permit | Commercial | Renovation | Completed | Commercial - 24TH FLOOR 24th Floor replace 9 tub/shower combo units and 2 shower units Level 24 Interior alterations to provide renovations for all the dwelling units (7 units) on 24th floor | Kelowna Evolution Mechanical Ltd
PP-2023-02177 | 2023-06-20 | 1062 HORNBY STREET, Vancouver, BC V6Z 1V6 | Plumbing Permit | Commercial | Renovation | Completed | Commercial - Add 1 hand sink Please Note: Any Structural work may require a Building Permit. | Super ZW Plumbing & Heating Ltd
EP-2023-00725 | 2023-01-30 | 1060 HORNBY STREET, Vancouver, BC V6Z 1V6 | Electrical Permit | Residential | Renovation | Completed | Installation / Repair - Residential - Relocating kitchen appliances >BP: 1060 Hornby Street - 3 level live/work townhouse Interior alterations to provide improvements to the existing live/work unit (3 level townhouse) at this existing mixed use building on this site. Scope of work includes no work on the ground floor, removing the kitchen and constructing an interior wall to demise an office space on the 2nd floor, and to install a kitchen on the 3rd floor. | Rightway Electric Inc
PP-2022-04450 | 2022-12-15 | 1060 HORNBY STREET, Vancouver, BC V6Z 1V6 | Plumbing Permit | Residential | Addition | Completed | Residential - Installing a new sink on top floor of the unit | Maestro Plumbing Heating & Air Conditioning Ltd
EP-2023-04988 | 2023-06-16 | 590 NICOLA STREET #301, Vancouver, BC V6G 3J8 | Electrical Permit | Residential | Renovation - Dwelling Unit(s) only | Completed | Installation / Repair - Residential - Receptacles and light switch relocation -no structural work is being performed. Except some minor drywall damage in regards to switch relocation. | Wicks Electric Inc
EP-2022-10185 | 2022-12-05 | 1082 MAINLAND STREET, Vancouver, BC V6B 2T4 | Electrical Permit | Commercial | Tenant Improvement | Completed | Installation / Repair - Commercial - Install track and chandelier, install vacancy sensors, install receptacles >BP: Interior alterations to provide tenant improvements to this existing Health Care Office on the ground floor of this existing commercial building. | Marcel Electric Inc
SP-2023-00136 | 2023-01-24 | 1082 MAINLAND STREET, Vancouver, BC V6B 2T4 | Sprinkler Permit | Commercial | Tenant Improvement | Completed | Commercial - Add two sprinkler heads for tenant improvement. >Interior alterations to provide tenant improvements to this existing Health Care Office on the ground floor of this existing commercial building. E2 - Lighting - Upgrade to incorporate Scheduled Shutoff (per 9.4.1.1.(i) of ASHRAE 90.1-2016) OK to process as DTI as per J. Zhang September 27, 2022 *****This application does not include any of the following: 1. Not more than 20 sprinklers (add, relocate, or remove), 2. hydraulic calculations, 3. change in occupancy and /or hazard classification, 4. warehouse storage arrangements, 5. mobile compact storage arrangements, 6. alternative solutions, 7. changes to the sprinkler system supply piping (e.g. valves, mains, cross-mains, branch-lines, etc.), or 8. flexible sprinkler pipe. | Priority Fire Systems Ltd
PP-2023-00108 | 2023-01-12 | 1082 MAINLAND STREET, Vancouver, BC V6B 2T4 | Plumbing Permit | Commercial | Tenant Improvement | Completed | Commercial - Interior alterations to provide tenant improvement >BP: Interior alterations to provide tenant improvements to this existing Health Care Office on the ground floor of this existing commercial building. | KERN BSG MANAGEMENT LTD
GP-2022-02543 | 2022-08-29 | 1710 BAYSHORE DRIVE #1302, Vancouver, BC V6G 3G4 | Gas Permit | Commercial | New | Cancelled | Commercial - SUITE #1302 - Replace cook top from electronic cook top to gas cook top. Gas connected to existing gas shut off under counter. >BP: #1302 Interior alterations to provide improvements to this dwelling unit #1302 on the 13th floor of this multiple dwelling building on this site. OK for Field Review per W.Wong Scope of work includes: - Remove and replace kitchen cabinets - Remove and replace floor tiles in the kitchen and bathrooms - Relocate the wall oven and fridge - Relocate Washer/Dryer to foyer side | Green Earth Plumbing and Heating Ltd
EP-2022-05354 | 2022-06-23 | 1710 BAYSHORE DRIVE #1302, Vancouver, BC V6G 3G4 | Electrical Permit | Residential | Renovation | Completed | Installation / Repair - Residential - Relocating branch circuits as follow: 1.oven 2.dryer 3.washer 4.microwave 5.fridge 6.Wiring new 20a counterplug circuit X2 7.wiring led strip light under cabinet. 8.hook up appliances. >BP: #1302 Interior alterations to provide improvements to this dwelling unit #1302 on the 13th floor of this multiple dwelling building on this site. OK for Field Review per W.Wong Scope of work includes: - Remove and replace kitchen cabinets - Remove and replace floor tiles in the kitchen and bathrooms - Relocate the wall oven and fridge - Relocate Washer/Dryer to foyer side Energy Upgrade: E2 - Appliances - Upgrade to an Energuide/Energy start appliances (fridge, dishwasher) Note: - DBI to determine on site whether Structural drawings and schedule B are required | Dormit X Enterprises Ltd
SP-2022-01107 | 2022-07-07 | 1710 BAYSHORE DRIVE #1302, Vancouver, BC V6G 3G4 | Sprinkler Permit | Residential | Renovation - Dwelling Unit(s) only | Completed | Residential - relocate one sidewall sprinkler in laundry > Interior alterations to provide improvements to this dwelling unit #1302 on the 13th floor of this multiple dwelling building on this site. OK for Field Review per W.Wong Scope of work includes: - Remove and replace kitchen cabinets - Remove and replace floor tiles in the kitchen and bathrooms - Relocate the wall oven and fridge - Relocate Washer/Dryer to foyer side Energy Upgrade: E2 - Appliances - Upgrade to an Energuide/Energy start appliances (fridge, dishwasher) Note: - DBI to determine on site whether Structural drawings and schedule B are required | Yu Fire Protection Inc.
EP-2022-03815 | 2022-05-10 | 1311 BEACH AVENUE #1001, Vancouver, BC V6E 1V6 | Electrical Permit | Residential | Renovation | Completed | Installation / Repair - Residential - Unit Renovation; re-work kitchen layout. Add pot lights to drop ceiling. Potentially relocate electrical panel to new wall. -no changes to the service, existing panel may relocate 2' back as the wall will be rebuilt to accommodate the new room layout. >BP: Interior alterations to provide improvements to unit #1001 (10th floor) in this existing Vancouver Heritage A designated multiple dwelling building on this site. Scope of work: demolish partition walls, relocate the en-suite and walk-in-closet in the master's bedroom, new flooring, new bi-fold doors, new millwork, electrical and plumbing work to suit. OK For Field Review per Kim V - Jan 27/22 Building Sprinklered – Building inspector to determine on site if a separate sprinkler permit is required. SP not required per DBI E2 - Lighting - Install energy efficient lighting fixtures (single occupied space area) Energy checklist is currently no longer required with your Building Permit (BP) application. Some supporting documents are still required at BP stage, specifically Envelope and HVAC, if applicable. Service Water Heating and Lighting supporting documents, if applicable, must be submitted with your related trades permits (e.g. electrical and plumbing). All energy upgrades will be checked during inspections stage. It is the applicant’s responsibility to identify and note all required upgrades including energy upgrades on their BP drawings at BP stage. | JRGreene Electric Ltd
PP-2022-01778 | 2022-05-26 | 1311 BEACH AVENUE #1101, Vancouver, BC V6E 1V6 | Plumbing Permit | Commercial | Renovation - Dwelling Unit(s) only | Completed | Commercial - Replace Shower, Replace Bathtub and relocate two basins >BP: #1001 - 10th Floor Interior alterations to provide improvements to unit #1001 (10th floor) in this existing Vancouver Heritage A designated multiple dwelling building on this site. Scope of work: demolish partition walls, relocate the en-suite and walk-in-closet in the master's bedroom, new flooring, new bi-fold doors, new millwork, electrical and plumbing work to suit. OK For Field Review per Kim V - Jan 27/22 Building Sprinklered – Building inspector to determine on site if a separate sprinkler permit is required. SP not required per DBI E2 - Lighting - Install energy efficient lighting fixtures (single occupied space area) Energy checklist is currently no longer required with your Building Permit (BP) application. Some supporting documents are still required at BP stage, specifically Envelope and HVAC, if applicable. Service Water Heating and Lighting supporting documents, if applicable, must be submitted with your related trades permits (e.g. electrical and plumbing). All energy upgrades will be checked during inspections stage. It is the applicant’s responsibility to identify and note all required upgrades including energy upgrades on their BP drawings at BP stage. | Pennington Mechanical Ltd
EP-2023-09477 | 2023-10-31 | 1281 W CORDOVA STREET #701, Vancouver, BC V6C 3R5 | Electrical Permit | Residential | Renovation | Issued | Installation / Repair - Residential - Complete renovation of apartment, including lighting and appliance upgrades >BP: Interior alterations to renovate this existing dwelling unit #701 on the 7th floor of this existing multiple dwelling building. OK to process as DTI as per J. Zhang August 10, 2023 | Wicks Electric Inc
SP-2023-02148 | 2024-01-08 | 1281 W CORDOVA STREET #701, Vancouver, BC V6C 3R5 | Sprinkler Permit | Commercial | Renovation - Dwelling Unit(s) only | Issued | Commercial - For sprinkler system alterations to the 2019 VBBL and NFPA 13, 2013 for the tenant improvements to provide interior alterations to renovate this existing dwelling unit #701 on the 7th floor of this existing multiple dwelling building. Engineer of Record: Darrell Miller 250-320-1451 darrell@mmeinc.ca | INTERIOR FIRE PROTECTION LTD.
PP-2023-04126 | 2023-11-23 | 1281 W CORDOVA STREET #701, Vancouver, BC V6C 3R5 | Plumbing Permit | Commercial | Renovation - Dwelling Unit(s) only | Issued | Commercial - UNIT #701 - 7TH FLOOR - Rough In drainage and waterlines for bar sink, Roough in water supply for fridgeRough in drainage and waterlines for kitchen sink, Rough in drainage and waterlines for double vanity, Rough in free standing bathtub, Rough in shower valve master bedroom, Rough in wallmount faucet for power room, Rough in drainage for powder room, Rough in wall mount faucet for guest washroom, Rough in shower valve for guest washroom, Rough in drainage and waterlines for guest sink washroom, Rough in drainage and waterlines for laundry sink, Rough in laundry box and drainage for laundry room Cap and delete old shower drain, cap and delete old bidet drain. Install new toilets to exisiting toilet drains, install dishwasher in kitchen, do finishing work for bathroom shower valves and faucets. >BP: #701 - 7th floor Interior alterations to renovate this existing dwelling unit #701 on the 7th floor of this existing multiple dwelling building. | Optima Plumbing and Heating Ltd
EP-2022-06575 | 2022-08-05 | 1233 BEACH AVENUE #801, Vancouver, BC V6E 1V4 | Electrical Permit | Commercial | Tenant Improvement | Completed | Installation / Repair - Commercial - RE & RE of ductless split cooling system . Retrofit - Like for like exact appliance replacement. Service remained the same, breaker & electrical feed confirmed to be originally sized properly. Equipment will be replaced in the same location as existing unit. | Haakon Industries (Canada) Ltd.
NULL | NULL | 1020 HARWOOD STREET #1904, Vancouver, BC V6E 4R1 | Plumbing Permit | Residential | Renovation | Draft | Residential - Move laundry location, vanity connection | NULL
PP-2023-02062 | 2023-06-12 | 1020 HARWOOD STREET #1904, Vancouver, BC V6E 4R1 | Plumbing Permit | Commercial | Renovation | Completed | Commercial - UNIT - #1904 - Relocate laundry box, connect new vanity >BP: Unit 1904-19th Floor Interior alterations to renovate this unit #1904 on the 19th floor of this existing multiple dwelling building on this site. | CRYSTAL SPRING PLUMBING
EP-2022-04719 | 2022-06-06 | 1333 HORNBY STREET #716, Vancouver, BC V6Z 2C1 | Electrical Permit | Residential | Renovation | Completed | Installation / Repair - Residential - Test and recertify wiring - Replace wiring for the lighting and power circuits >BP: Interior alterations to provide fire/water damage repair to this existing dwelling unit on the 7th floor (#716) in this existing multiple dwelling building on this site. Scope of work: gypsum board and interior finishes replacement. Architectural Schedule B submitted by Scott Gordon, Architect, ph: 604-220-8272 OK for Field Review per K. Vogt; Nov 8, 2021 | Novawest Electrical Services Ltd
PP-2022-01919 | 2022-06-07 | 1333 HORNBY STREET #716, Vancouver, BC V6Z 2C1 | Plumbing Permit | Residential | Renovation - Dwelling Unit(s) only | Completed | Residential - Bathroom • Reinstall sink and faucet • Reinstall toilet Kitchen • Reinstall sink and faucet >BP: #716 - 7th floor Interior alterations to provide fire/water damage repair to this existing dwelling unit on the 7th floor (#716) in this existing multiple dwelling building on this site. Scope of work: gypsum board and interior finishes replacement. Architectural Schedule B submitted by Scott Gordon, Architect, ph: 604-220-8272 OK for Field Review per K. Vogt; Nov 8, 2021 | Cobing Building Solutions Ltd
EP-2022-04721 | 2022-06-06 | 1333 HORNBY STREET #717, Vancouver, BC V6Z 2C1 | Electrical Permit | Residential | Renovation | Completed | Installation / Repair - Residential - Test and recertify wiring - Replace wiring for lighting and power circuits >BP: Interior alterations to provide fire/water damage repair to this existing dwelling unit on the 7th floor (#717) in this existing multiple dwelling building on this site. Scope of work: gypsum board and interior finishes replacement. Architectural Schedule B submitted by Scott Gordon, Architect, ph: 604-220-8272 OK for Field Review per K. Vogt; Nov 8, 2021 | Novawest Electrical Services Ltd
PP-2022-01920 | 2022-06-07 | 1333 HORNBY STREET #717, Vancouver, BC V6Z 2C1 | Plumbing Permit | Residential | Renovation - Dwelling Unit(s) only | Completed | Residential - Bathroom • Reinstall sink and faucet • Reinstall toilet Kitchen • Reinstall sink and faucet >BP: #717 - 7th floor Interior alterations to provide fire/water damage repair to this existing dwelling unit on the 7th floor (#717) in this existing multiple dwelling building on this site. Scope of work: gypsum board and interior finishes replacement. Architectural Schedule B submitted by Scott Gordon, Architect, ph: 604-220-8272 OK for Field Review per K. Vogt; Nov 8, 2021 | Cobing Building Solutions Ltd
EP-2022-04724 | 2022-06-06 | 1333 HORNBY STREET #718, Vancouver, BC V6Z 2C1 | Electrical Permit | Commercial | Tenant Improvement | Completed | Installation / Repair - Commercial - Test and recertify wiring - Replace wiring for lighting and power circuits >BP: #718 - 7th floor Interior alterations to provide fire/water damage repair to this existing dwelling unit on the 7th floor (#718) in this existing multiple dwelling building on this site. Scope of work: gypsum board and interior finishes replacement. | Novawest Electrical Services Ltd
PP-2022-01922 | 2022-06-07 | 1333 HORNBY STREET #718, Vancouver, BC V6Z 2C1 | Plumbing Permit | Residential | Renovation - Dwelling Unit(s) only | Completed | Residential - Bathroom • Reinstall pedestal sink and faucet Reinstall toilet Kitchen • Reinstall sink and faucet >BP: #718 - 7th floor Interior alterations to provide fire/water damage repair to this existing dwelling unit on the 7th floor (#718) in this existing multiple dwelling building on this site. Scope of work: gypsum board and interior finishes replacement. Architectural Schedule B submitted by Scott Gordon, Architect, ph: 604-220-8272 OK for Field Review per K. Vogt; Nov 8, 2021 | Cobing Building Solutions Ltd
EP-2023-00658 | 2023-01-26 | 1333 HORNBY STREET #719, Vancouver, BC V6Z 2C1 | Electrical Permit | Commercial | Renovation - Dwelling Unit(s) only | Completed | Installation / Repair - Commercial - SUITE #719 - Test and recertify wiring - Replace wiring for lighting and power circuits >BP: #719 - 7th floor Interior alterations to provide fire/water damage repair to this existing dwelling unit on the 7th floor (#719) in this existing multiple dwelling building on this site. Scope of work: gypsum board and interior finishes replacement. | Novawest Electrical Services Ltd
PP-2022-03867 | 2022-10-27 | 1333 HORNBY STREET #719, Vancouver, BC V6Z 2C1 | Plumbing Permit | Commercial | Renovation - Dwelling Unit(s) only | Completed | Commercial - SUITE #719 - 7TH FLOOR (1) Toilet (1) Lavatory/Faucet (1) Bathtub (1) Shower trims (1) Kitchen sink/Faucet >BP: #719 - 7th floor Interior alterations to provide fire/water damage repair to this existing dwelling unit on the 7th floor (#719) in this existing multiple dwelling building on this site. Scope of work: gypsum board and interior finishes replacement. | Cobing Building Solutions Ltd
EP-2022-04831 | 2022-06-09 | 1333 HORNBY STREET #720, Vancouver, BC V6Z 2C1 | Electrical Permit | Residential | Renovation | Completed | Installation / Repair - Residential - Test and recertify wiring - Replace the wiring for lighting and power circuits >BP: #720 - 7th floor Interior alterations to provide fire/water damage repair to this existing dwelling unit on the 7th floor (#720) in this existing multiple dwelling building on this site. Scope of work: gypsum board and interior finishes replacement. Architectural Schedule B submitted by Scott Gordon, Architect, ph: 604-220-8272 OK for Field Review per K. Vogt; Nov 8, 2021 | Novawest Electrical Services Ltd
NULL | NULL | 1003 PACIFIC STREET #1901, Vancouver, BC V6E 4P2 | Electrical Permit | Commercial | Renovation | Draft | Installation / Repair - Commercial - Small Bathroom Renovation - Replace existing Potlights with new LED Lights, install two new LED fixtures, Remove BBHeater, Replace existing BBHeater with in-floor radiant heat. | NULL
NULL | NULL | 1003 PACIFIC STREET #1901, Vancouver, BC V6E 4P2 | Electrical Permit | Commercial | Renovation - Dwelling Unit(s) only | Draft | Installation / Repair - Commercial - Small Bathroom renovation - replace existing potlights with new LED fixtures, add two fixtures in millwork, add switch, replace existing BBH with in-floor heating | NULL
PP-2023-00046 | 2023-01-06 | 1717 BAYSHORE DRIVE #702, Vancouver, BC V6G 3H3 | Plumbing Permit | Residential | Renovation - Dwelling Unit(s) only | Issued | Residential - to replace 1 bathtub, 1 shower and 1 kitchen sink in the same location. >BP: Interior alterations to provide improvements to #702 on the 7th floor of this existing Multiple dwelling building on this site. Scope of work includes the removal of walls at the den & convert to bar, bathroom & kitchen updates, add a drop ceiling in the kitchen, millwork, appliances, plumbing fixtures, lighting, and sprinklers | Paolo's Plumbing & Heating Ltd
EP-2023-01248 | 2023-02-14 | 1717 BAYSHORE DRIVE #702, Vancouver, BC V6G 3H3 | Electrical Permit | Residential | Renovation | Issued | Installation / Repair - Residential - Full Apartment Renovation to kitchen bathrooms adding recessed lights and plugs. Replacing panel. >BP: Interior alterations to provide improvements to #702 on the 7th floor of this existing Multiple dwelling building on this site. Scope of work includes the removal of walls at the den & convert to bar, bathroom & kitchen updates, add a drop ceiling in the kitchen, millwork, appliances, plumbing fixtures, lighting, and sprinklers Ok for Field Review as per S.Yu on Sept 26, 2022 Note: District Building Inspector may request schedule B - Structural on site. Energy Upgrade: E2 - HVAC - Install timers (up to 60 minute), or humidistat for washroom fan(s) | Super Power Electric Ltd
SP-2023-00259 | 2023-02-14 | 1717 BAYSHORE DRIVE #702, Vancouver, BC V6G 3H3 | Sprinkler Permit | Commercial | Renovation - Dwelling Unit(s) only | Issued | Commercial - Add 2 new heads for new kitchen >BP: Interior alterations to provide improvements to #702 on the 7th floor of this existing Multiple dwelling building on this site. Scope of work includes the removal of walls at the den & convert to bar, bathroom & kitchen updates, add a drop ceiling in the kitchen, millwork, appliances, plumbing fixtures, lighting, and sprinklers *****This application does not include any of the following: 1. Not more than 20 sprinklers (add, relocate, or remove), 2. hydraulic calculations, 3. change in occupancy and /or hazard classification, 4. warehouse storage arrangements, 5. mobile compact storage arrangements, 6. alternative solutions, 7. changes to the sprinkler system supply piping (e.g. valves, mains, cross-mains, branch-lines, etc.), or 8. flexible sprinkler pipe. | Acme Fire and Safety co
GP-2023-02794 | NULL | 1717 BAYSHORE DRIVE #702, Vancouver, BC V6G 3H3 | Gas Permit | Residential | Renovation - Dwelling Unit(s) only | Cancelled | Residential - to move cook top gas line approximately 8ft. >BP: Interior alterations to provide improvements to #702 on the 7th floor of this existing Multiple dwelling building on this site. Scope of work includes the removal of walls at the den & convert to bar, bathroom & kitchen updates, add a drop ceiling in the kitchen, millwork, appliances, plumbing fixtures, lighting, and sprinklers | Milani Plumbing Heating & Air Conditioning Ltd
EP-2022-04715 | 2022-06-06 | 1333 HORNBY STREET #519, Vancouver, BC V6Z 2C1 | Electrical Permit | Residential | Renovation | Completed | Installation / Repair - Residential - Test and recertify wiring - Replace wiring for lighting and power circuits >BP: Interior alterations to provide fire/water damage repair to this existing dwelling unit on the 5th floor (#519) in this existing multiple dwelling building on this site. Scope of work: gypsum board and interior finishes replacement Architectural Schedule B submitted by Scott Gordon, Architect, ph: 604-220-8272 OK for Field Review per K. Vogt; Nov 8, 2021 | Novawest Electrical Services Ltd
PP-2022-01915 | 2022-06-07 | 1333 HORNBY STREET #519, Vancouver, BC V6Z 2C1 | Plumbing Permit | Residential | Renovation - Dwelling Unit(s) only | Completed | Residential - Kitchen - Reinstall sink, Supply and install new faucet Bathroom - Reinstall sink and faucet, Reinstall toilet, Reinstall shower trims >BP: #519 -5th floor Interior alterations to provide fire/water damage repair to this existing dwelling unit on the 5th floor (#519) in this existing multiple dwelling building on this site. Scope of work: gypsum board and interior finishes replacement Architectural Schedule B submitted by Scott Gordon, Architect, ph: 604-220-8272 OK for Field Review per K. Vogt; Nov 8, 2021 | Cobing Building Solutions Ltd
EP-2022-04242 | 2022-05-24 | 1020 HARWOOD STREET #1504, Vancouver, BC V6E 4R1 | Electrical Permit | Commercial | Renovation - Dwelling Unit(s) only | Completed | Installation / Repair - Commercial - Condo renovation, change light fixtures, add pot lights, change kitchen layout, etc. >BP: Interior alterations to provide kitchen and bathroom improvements to this existing dwelling unit on the 15th floor (#1504) in this existing multiple dwelling building on this site. Scope of work: Demolish/construct interior walls, upgraded ensuite, relocate storage in den space, new millwork, fixtures, electrical and plumbing work DBI to determine if Schedule B Structural is required to remove the wall between the kitchen and the living room Building Sprinklered – Building inspector to determine on site if a separate sprinkler permit is required. E2 - Appliances - Upgrade to an Energuide/Energy Star appliance (fridge, dishwasher) Energy checklist is currently no longer required with your Building Permit (BP) application. Some supporting documents are still required at BP stage, specifically Envelope and HVAC, if applicable. Service Water Heating and Lighting supporting documents, if applicable, must be submitted with your related trades permits (e.g. electrical and plumbing). All energy upgrades will be checked during inspections stage. It is the applicant’s responsibility to identify and note all required upgrades including energy upgrades on their BP drawings at BP stage. >>>>May 27th - to add wwop Amend May 30, 2022 to add wwop as per DEI inspection report | Western Waves Electric Ltd
PP-2022-01739 | 2022-05-20 | 1020 HARWOOD STREET #1504, Vancouver, BC V6E 4R1 | Plumbing Permit | Commercial | Renovation - Dwelling Unit(s) only | Completed | Commercial - Re and Re of two 3 piece bathrooms and kitchen >BP: #1504 - 15th floor Interior alterations to provide kitchen and bathroom improvements to this existing dwelling unit on the 15th floor (#1504) in this existing multiple dwelling building on this site. Scope of work: Demolish/construct interior walls, upgraded ensuite, relocate storage in den space, new millwork, fixtures, electrical and plumbing work DBI to determine if Schedule B Structural is required to remove the wall between the kitchen and the living room Building Sprinklered – Building inspector to determine on site if a separate sprinkler permit is required. E2 - Appliances - Upgrade to an Energuide/Energy Star appliance (fridge, dishwasher) Energy checklist is currently no longer required with your Building Permit (BP) application. Some supporting documents are still required at BP stage, specifically Envelope and HVAC, if applicable. Service Water Heating and Lighting supporting documents, if applicable, must be submitted with your related trades permits (e.g. electrical and plumbing). All energy upgrades will be checked during inspections stage. It is the applicant’s responsibility to identify and note all required upgrades including energy upgrades on their BP drawings at BP stage. | West Coast Watershield Inc
EP-2022-00368 | 2022-01-19 | 1068 HORNBY STREET #2101, Vancouver, BC V6Z 2Y7 | Electrical Permit | Residential | Renovation | Completed | Installation / Repair - Residential - replace existing thermostats, receptacles with new. replace existing lighting fixtures with new lighting fixtures in same locations. >BP: Level 21 Interior alterations to provide renovations for all the dwelling units (7 units) on 21st floor: 2101, 2102, 2103, 2105, 2106, 2107, 2108 Schedule A provided by Jim Huffman Architectural Schedule B provided by Jim Huffman | Corporate Electric Limited
EP-2022-04718 | 2022-06-06 | 1333 HORNBY STREET #619, Vancouver, BC V6Z 2C1 | Electrical Permit | Residential | Renovation | Completed | Installation / Repair - Residential - Test and recertify the wiring - Replace the wiring for lighting and power circuits >BP: Interior alterations to provide fire/water damage repair to this existing dwelling unit on the 6th floor (#619) in this existing multiple dwelling building on this site. Scope of work: gypsum board and interior finishes replacement. Architectural Schedule B submitted by Scott Gordon, Architect, ph: 604-220-8272 OK for Field Review per K. Vogt; Nov 8, 2021 | Novawest Electrical Services Ltd
PP-2022-01918 | 2022-06-07 | 1333 HORNBY STREET #619, Vancouver, BC V6Z 2C1 | Plumbing Permit | Residential | Renovation - Dwelling Unit(s) only | Completed | Residential - Bathroom • Reinstall sink and faucet • Reinstall toilet • Reinstall shower trims Kitchen • Reinstall sink and faucet >BP: #619 -6th floor Interior alterations to provide fire/water damage repair to this existing dwelling unit on the 6th floor (#619) in this existing multiple dwelling building on this site. Scope of work: gypsum board and interior finishes replacement. Architectural Schedule B submitted by Scott Gordon, Architect, ph: 604-220-8272 OK for Field Review per K. Vogt; Nov 8, 2022 | Cobing Building Solutions Ltd
EP-2023-09710 | 2023-11-06 | 501 NICOLA STREET, Vancouver, BC V6G 3G2 | Electrical Permit | Commercial | New | Issued | Installation / Repair - Commercial - #101 Installation of security system | ADT Security Services Canada Inc
EP-2023-09798 | NULL | 501 NICOLA STREET, Vancouver, BC V6G 3G2 | Electrical Permit | Commercial | Renovation - Dwelling Unit(s) only | Application Incomplete | Installation / Repair - Commercial - INSTALLATION OF SECURITY SYSTEM | ADT Security Services Canada Inc
EP-2023-08751 | 2023-09-28 | 1055 MAINLAND STREET, Vancouver, BC V6B 5P9 | Electrical Permit | Commercial | Tenant Improvement | Completed | Installation / Repair - Commercial - Installation of power and lighting for new Sushi Bar. >BP: Interior alterations and change of use to Restaurant for a new tenant. Sushi restaurant, with no grease laden vapours produced. | J & L Ferda Electrical and Plumbing
PP-2023-03449 | 2023-11-30 | 1055 MAINLAND STREET, Vancouver, BC V6B 5P9 | Plumbing Permit | Commercial | Tenant Improvement | Completed | Commercial - installation of new kitchen + Grease trap (parkade below) Installation of new bathroom + Hand wash sink >BP: Interior alterations and change of use to Restaurant for a new tenant. Sushi restaurant, with no grease laden vapours produced. | J & L Ferda Electrical and Plumbing
SP-2023-02177 | NULL | 1055 MAINLAND STREET, Vancouver, BC V6B 5P9 | Sprinkler Permit | Commercial | Tenant Improvement | Withdrawn | Commercial - Add 2 sprinkler head due to new wall >BP: Interior alterations and change of major occupancy from Barber Shop (group D) to Restaurant (group A2) for a new tenant. Sushi restaurant, with no grease laden vapours proposed, no food cooking except steam rice. | Acme Fire and Safety co
NULL | NULL | 1055 MAINLAND STREET, Vancouver, BC V6B 5P9 | Mechanical Permit | NULL | NULL | Withdrawn | NULL | Western BC Plumbing & Heating Ltd
MP-2022-00705 | 2022-12-14 | 1055 MAINLAND STREET, Vancouver, BC V6B 5P9 | Mechanical Permit | NULL | NULL | Completed | NULL | Western BC Plumbing & Heating Ltd
PP-2023-01197 | 2023-07-21 | 1233 W CORDOVA STREET #TH13, Vancouver, BC V6C 3R1 | Plumbing Permit | Commercial | Renovation | Issued | Commercial - UNIT #TH13 - Adding hot water recirculation Line and pump >BP: Interior alterations to install Hot Water Recirculation line from 2nd floor manifold in the laundry room to the existing water line in the garage in this existing multiple dwelling building. | PG Precision Gas & Mechanical Inc
SP-2023-02043 | 2023-11-07 | 560 CARDERO STREET #1103, Vancouver, BC V6G 3E9 | Sprinkler Permit | Commercial | Renovation - Dwelling Unit(s) only | Completed | Commercial - UNIT #1103 - 11TH FLOOR - Installation of additional sprinkler head inside bedroom >BP: 1103 - 11th Floor Interior alterations to provide improvements to this Unit (#1103) in this existing Multiple Dwelling Unit on this site. Scope of work: full Kitchen and bathroom updates, deconstruct bedroom interior walls and doors to change to reduce a bedroom, plumbing and electrical work. *****This application does not include any of the following: 1. Not more than 20 sprinklers (add, relocate, or remove), 2. hydraulic calculations, 3. change in occupancy and /or hazard classification, 4. warehouse storage arrangements, 5. mobile compact storage arrangements, 6. alternative solutions, 7. changes to the sprinkler system supply piping (e.g. valves, mains, cross-mains, branch-lines, etc.), or 8. flexible sprinkler pipe. | Shore Fire Protection Ltd
PP-2023-03558 | 2023-10-11 | 560 CARDERO STREET #1103, Vancouver, BC V6G 3E9 | Plumbing Permit | Residential | Renovation | Issued | Residential - replacement of fixtures >BP: 1103 - 11th Floor Interior alterations to provide improvements to this Unit (#1103) in this existing Multiple Dwelling Unit on this site. Scope of work: full Kitchen and bathroom updates, deconstruct bedroom interior walls and doors to change to reduce a bedroom, plumbing and electrical work. | Ankon Plumbing & Heating Ltd
EP-2023-08928 | 2023-10-20 | 560 CARDERO STREET #1103, Vancouver, BC V6G 3E9 | Electrical Permit | Commercial | Renovation - Dwelling Unit(s) only | Issued | Installation / Repair - Commercial - Rearrange Kitchen appliances wiring, add few pot lights. >BP: 1103 - 11th Floor Interior alterations to provide improvements to this Unit (#1103) in this existing Multiple Dwelling Unit on this site. Scope of work: full Kitchen and bathroom updates, deconstruct bedroom interior walls and doors to change to reduce a bedroom, plumbing and electrical work. OK for DTI - C. Yue March 28, 2023 | Hind Electric Ltd
PP-2023-01798 | 2023-06-28 | 1710 BAYSHORE DRIVE #901, Vancouver, BC V6G 3G4 | Plumbing Permit | Commercial | Renovation | Completed | Commercial - New kitchen sink and dishwasher, also fridge connection >BP: #901 - 1710 Bayshore Drive Interior alterations to remove non-structural wall in kitchen and Re & Re Kitchen renovation. Scope of work includes: 1) Installation of a new kitchen island. 2) Installation of new millwork in the dining room. 3) Re & Re kitchen cabinets and countertops. 4) New flooring and painting. 5) New lighting in the kitchen ceiling. 6) Re & Re gas fireplace | AVATAR PLUMBING AND HEATING LTD
EP-2023-03990 | 2023-05-08 | 1710 BAYSHORE DRIVE #901, Vancouver, BC V6G 3G4 | Electrical Permit | Commercial | Renovation | Completed | Installation / Repair - Commercial - Kitchen renovation, installing pot lights and adding 2 fixtures and smoke alarm in bedroom. >BP: #901 - 1710 Bayshore Drive Interior alterations to remove non-structural wall in kitchen and Re & Re Kitchen renovation. Scope of work includes: 1) Installation of a new kitchen island. 2) Installation of new millwork in the dining room. 3) Re & Re kitchen cabinets and countertops. 4) New flooring and painting. 5) New lighting in the kitchen ceiling. 6) Re & Re gas fireplace | Amir Hossein Rastjoo
GP-2022-03717 | 2022-11-24 | 3421 E 49TH AVENUE #33, Vancouver, BC V5S 1M1 | Gas Permit | Residential | Renovation | Completed | Residential - HWT re&re | Ferenc Nagy
GP-2022-03279 | 2022-10-24 | 3421 E 49TH AVENUE #36, Vancouver, BC V5S 1M1 | Gas Permit | Residential | Renovation - Dwelling Unit(s) only | Completed | Residential - replace gas water heater | Joyce Heating Services Ltd
EP-2023-00514 | 2023-03-13 | 7394 BRANDYWINE PLACE, Vancouver, BC V5S 3Z7 | Electrical Permit | Commercial | Renovation | Completed | Installation / Repair - Commercial - Install a 500 watt fan force heater powered from existing house panel. | ELECTRICAL SAVVY CONTRACTING INC
GP-2023-02231 | 2023-07-26 | 3150 E 58TH AVENUE #21, Vancouver, BC V5S 3S9 | Gas Permit | Residential | Renovation | Completed | Residential - replace gas furnace | Joyce Heating Services Ltd
MP-2023-00499 | 2023-03-27 | 3150 E 58TH AVENUE #44, Vancouver, BC V5S 3S9 | Mechanical Permit | NULL | NULL | Completed | NULL | Westmount Heating Ltd
MP-2023-00396 | NULL | 3150 E 58TH AVENUE #44, Vancouver, BC V5S 3S9 | Mechanical Permit | NULL | NULL | Cancelled | NULL | Joyce Heating Services Ltd
EP-2023-02142 | 2023-03-28 | 3150 E 58TH AVENUE #44, Vancouver, BC V5S 3S9 | Electrical Permit | Commercial | Tenant Improvement | Completed | Installation / Repair - Commercial - install circuit f or heat pump and install load share device *Divvee 40: dryer (30 amps) and the heat pump (14.6 amps) *MP-2023-00396 | Tim Baker
EP-2022-04258 | 2022-05-25 | 3150 E 58TH AVENUE #48, Vancouver, BC V5S 3S9 | Electrical Permit | Commercial | Tenant Improvement | Completed | Installation / Repair - Commercial - Install power for new AC unit. The load for the AC is 14.6 amp at 240 volts; rated at 3504 Watts. | Tim Baker
EP-2022-04138 | 2022-05-24 | 1808 SE MARINE DRIVE, Vancouver, BC V5P 2R8 | Electrical Permit | Residential | Tenant Improvement | Completed | Installation / Repair - Residential - Electrical installation of AC. NO change to existing service. | Moore And Russell Heating And Air Conditioning Ltd
GP-2022-00179 | 2022-01-20 | 1808 SE MARINE DRIVE, Vancouver, BC V5P 2R8 | Gas Permit | Residential | Tenant Improvement | Completed | Residential - Re Re Furnace & HWT | Moore & Russell Heating Ltd
MP-2023-00452 | 2023-03-22 | 7297 QUATSINO DRIVE, Vancouver, BC V5S 4C2 | Mechanical Permit | NULL | NULL | Completed | NULL | Ashton Service Group/Ashton Mechanical Ltd.
EP-2023-02547 | 2023-03-24 | 7297 QUATSINO DRIVE, Vancouver, BC V5S 4C2 | Electrical Permit | Residential | Renovation | Completed | Installation / Repair - Residential - We are installing a circuit for a heat pump. MP-2023-00452 | Douglas Millington o/a Moose Electric
GP-2023-01073 | 2023-03-28 | 7297 QUATSINO DRIVE, Vancouver, BC V5S 4C2 | Gas Permit | Residential | Renovation | Issued | Residential - Decommission and remove old furnace and install new Heat Pump | Ashton Service Group/Ashton Mechanical Ltd.
EP-2023-04488 | 2023-06-01 | 7297 QUATSINO DRIVE, Vancouver, BC V5S 4C2 | Electrical Permit | Residential | Renovation | Cancelled | Installation / Repair - Residential - Add circuit for heat pump MP-2023-00452 | Douglas Millington o/a Moose Electric
GP-2023-01889 | 2023-06-22 | 7293 QUATSINO DRIVE, Vancouver, BC V5S 4C2 | Gas Permit | Residential | Renovation | Issued | Residential - Decommission and remove old furnace and install a new heat pump and Air Handler. | Ashton Service Group/Ashton Mechanical Ltd.
EP-2023-02793 | 2023-04-14 | 7293 QUATSINO DRIVE, Vancouver, BC V5S 4C2 | Electrical Permit | Residential | Renovation | Completed | Installation / Repair - Residential - We are installing a circuit for a heat pump MP-2023-00534 | Douglas Millington o/a Moose Electric
MP-2023-00534 | 2023-03-30 | 7293 QUATSINO DRIVE, Vancouver, BC V5S 4C2 | Mechanical Permit | NULL | NULL | Completed | NULL | Ashton Service Group/Ashton Mechanical Ltd.
MP-2023-00453 | 2023-03-22 | 7291 QUATSINO DRIVE, Vancouver, BC V5S 4C2 | Mechanical Permit | NULL | NULL | Completed | NULL | Ashton Service Group/Ashton Mechanical Ltd.
EP-2023-04487 | 2023-06-01 | 7291 QUATSINO DRIVE, Vancouver, BC V5S 4C2 | Electrical Permit | Residential | Renovation | Completed | Installation / Repair - Residential - Add circuit for heat pump MP-2023-00453 | Douglas Millington o/a Moose Electric
GP-2023-01615 | 2023-05-23 | 7291 QUATSINO DRIVE, Vancouver, BC V5S 4C2 | Gas Permit | Residential | Renovation | Completed | Residential - This install includes the decommissioning and removal of old fossil fuel system. Install a heat pump. | Ashton Service Group/Ashton Mechanical Ltd.
EP-2022-06011 | NULL | 7232 CAMANO STREET, Vancouver, BC V5S 4B9 | Electrical Permit | Residential | Addition | Application Incomplete | Installation / Repair - Residential - A/C Unit | Kingston Electric Inc
NULL | NULL | 7232 CAMANO STREET, Vancouver, BC V5S 4B9 | Mechanical Permit | NULL | NULL | Draft | NULL | Pro Duct Ltd
GP-2023-02914 | 2023-10-05 | 7232 CAMANO STREET, Vancouver, BC V5S 4B9 | Gas Permit | Residential | Tenant Improvement | Completed | Residential - Replaced gas furnace American Standard model s9v2bo6od3psb. | A & J GAS SERVICES LTD
MP-2024-00082 | NULL | 7232 CAMANO STREET, Vancouver, BC V5S 4B9 | Mechanical Permit | NULL | NULL | Application Incomplete | NULL | Pro Duct Ltd
EP-2022-02991 | 2022-04-13 | 7214 CAMANO STREET, Vancouver, BC V5S 4B9 | Electrical Permit | Residential | Renovation | Completed | Installation / Repair - Residential - Panel Replacement. | Kingston Electric Inc
NULL | NULL | 7196 CAMANO STREET, Vancouver, BC V5S 4B9 | Gas Permit | Residential | Renovation | Withdrawn | Residential - a mid-efficiency furnace replaced by a new high efficiency furnace | NULL
NULL | NULL | 7196 CAMANO STREET, Vancouver, BC V5S 4B9 | Gas Permit | Residential | Renovation | Withdrawn | Residential - A mid-efficiency furnace replaced by a new high efficiency furnace. | NULL
GP-2022-00418 | 2022-02-14 | 7196 CAMANO STREET, Vancouver, BC V5S 4B9 | Gas Permit | Residential | Renovation | Completed | Residential - Mid-efficiency furnace replacement with a high efficiency one. | Airlink Heating and Plumbing Ltd
GP-2022-00188 | 2022-01-21 | 3150 E 58TH AVENUE #51, Vancouver, BC V5S 3S9 | Gas Permit | Residential | Renovation | Completed | Residential - replace gas water heater | Joyce Heating Services Ltd
EP-2022-03550 | 2022-05-09 | 3150 E 58TH AVENUE #52, Vancouver, BC V5S 3S9 | Electrical Permit | Residential | Addition | Completed | Installation / Repair - Residential - install circuit for 240 volt 15 amp AC unit Amend May 30, 2022 permit has the right address but the wrong unit number. the unit should read 52. instead of 32 | Tim Baker
EP-2022-05867 | 2022-07-14 | 3150 E 58TH AVENUE #54, Vancouver, BC V5S 3S9 | Electrical Permit | Residential | Tenant Improvement | Completed | Installation / Repair - Residential - install circuit for 14.6 amp 240 volt AC unit. Note: A mechanical permit is required. For the placement of unit, the local Strata Bylaws must be consulted. | Tim Baker
GP-2023-02346 | 2023-08-09 | 3150 E 58TH AVENUE #55, Vancouver, BC V5S 3S9 | Gas Permit | Residential | Renovation | Completed | Residential - replacement gas furnace | Joyce Heating Services Ltd
EP-2023-09124 | NULL | 3437 E 49TH AVENUE #76, Vancouver, BC V5S 1M1 | Electrical Permit | Residential | Addition | Draft | Installation / Repair - Residential - New EV charger receptacle | Sy Teh Engineering Ltd
EP-2023-02081 | 2023-03-14 | 3437 E 49TH AVENUE #76, Vancouver, BC V5S 1M1 | Electrical Permit | Residential | Addition | Stop Work | Installation / Repair - Residential - Install a new residential Level 2 (3840W @240V) EV charger receptacle. | Sy Teh Engineering Ltd
GP-2022-01948 | 2022-07-05 | 1233 W CORDOVA STREET #2301, Vancouver, BC V6C 3R1 | Gas Permit | Residential | Renovation - Dwelling Unit(s) only | Completed | Residential - Venting, installation and final hook up of 2 gas fireplaces | Galaxy Fireplaces Ltd
EP-2022-05476 | 2022-06-29 | 1233 W CORDOVA STREET #2301, Vancouver, BC V6C 3R1 | Electrical Permit | Commercial | Renovation - Dwelling Unit(s) only | Completed | Installation / Repair - Commercial - Re and re potlights, relocation of existing switches and receptacles | Bosargents Handiwork Ltd
PP-2022-02542 | 2022-07-21 | 1233 W CORDOVA STREET #2301, Vancouver, BC V6C 3R1 | Plumbing Permit | Commercial | Renovation | Completed | Commercial - Replacement of plumbing fixtures | Lew Plumbing And Heating Ltd
NULL | NULL | 1233 W CORDOVA STREET #2301, Vancouver, BC V6C 3R1 | Electrical Permit | Residential | Renovation - Dwelling Unit(s) only | Draft | Installation / Repair - Residential - Relocate switches and plugs retrofit portlights to LED valence lighting around windows | NULL
NULL | NULL | 1233 W CORDOVA STREET #2301, Vancouver, BC V6C 3R1 | Electrical Permit | Residential | Renovation - Dwelling Unit(s) only | Draft | Installation / Repair - Residential - Replace pot lights…relocate receptacles and add perimeter lighting | NULL
GP-2022-00169 | 2022-01-20 | 8014 SPINNAKER PLACE, Vancouver, BC V5S 4L1 | Gas Permit | Residential | Tenant Improvement | Completed | Residential - Correcting the gas lines in the mechanical room and installing a BBQ and gas stove connection | MIDCITY PLUMBERS INC
GP-2023-00501 | 2023-02-10 | 8022 SPINNAKER PLACE, Vancouver, BC V5S 4L1 | Gas Permit | Residential | Renovation | Completed | Residential - Re&re furnace | Milani Plumbing Heating & Air Conditioning Ltd
EP-2022-09229 | 2023-02-01 | 6705 ARLINGTON STREET #7, Vancouver, BC V5S 3P1 | Electrical Permit | Residential | Tenant Improvement | Completed | Installation / Repair - Residential - - installing a 14-50R type 3R enclosure in carport. - installing 3C#4 ACWU cable - using old 2 pole 40A breaker as customer recently upgraded to a gas appliance -DIVVEE 40: Range/ 7680 EV | Black & McDonald Limited
GP-2022-01677 | 2022-06-01 | 6805 ARLINGTON STREET #13, Vancouver, BC V5S 3P1 | Gas Permit | Residential | Renovation | Completed | Residential - Re&Re hot water gas tank BTU:40.000 | Milani Plumbing Heating & Air Conditioning Ltd
MP-2023-01317 | NULL | 6506 CHAMBORD PLACE #8, Vancouver, BC V5S 4P2 | Mechanical Permit | NULL | NULL | Applicant Revisions | NULL | Moore & Russell Heating Ltd
EP-2023-06570 | NULL | 6506 CHAMBORD PLACE #8, Vancouver, BC V5S 4P2 | Electrical Permit | Residential | Tenant Improvement | Applicant Revisions | Installation / Repair - Residential - Electrical installation of mini split system Installing a sub panel and Interlock - Installation of 40amp sub panel as primary load on an interlock: Moving 8700 watts of baseboard heat off the main panel - Heat pump with Max Ckt Bkr of 40amps installed as secondary load on an interlock. MCA: 30A | Moore And Russell Heating And Air Conditioning Ltd
EP-2023-05795 | 2023-07-11 | 3150 E 58TH AVENUE #24, Vancouver, BC V5S 3S9 | Electrical Permit | Commercial | Addition | Completed | Installation / Repair - Commercial - ¦ MURB/ HP ¦ Install a load splitter and connection of a small AC unit Divvee 40 *An approved mechanical permit is required for the installation of air conditioning or heat pump unit at the time of installation before an electrical inspection will be performed | Cara Electric Ltd
NULL | NULL | 3150 E 58TH AVENUE #24, Vancouver, BC V5S 3S9 | Mechanical Permit | NULL | NULL | Draft | NULL | Cool King Refrigeration Ltd
NULL | NULL | 3150 E 58TH AVENUE #24, Vancouver, BC V5S 3S9 | Mechanical Permit | NULL | NULL | Draft | NULL | Cool King Refrigeration Ltd
NULL | NULL | 3150 E 58TH AVENUE #24, Vancouver, BC V5S 3S9 | Mechanical Permit | NULL | NULL | Draft | NULL | NULL
MP-2023-02257 | 2023-12-19 | 3150 E 58TH AVENUE #24, Vancouver, BC V5S 3S9 | Mechanical Permit | NULL | NULL | Completed | NULL | Cool King Refrigeration Ltd
NULL | NULL | 3150 E 58TH AVENUE #24, Vancouver, BC V5S 3S9 | Mechanical Permit | NULL | NULL | Draft | NULL | Cool King Refrigeration Ltd
NULL | NULL | 3150 E 58TH AVENUE #26, Vancouver, BC V5S 3S9 | Electrical Permit | Residential | Tenant Improvement | Draft | Installation / Repair - Residential - install circuits for a 14.6 amp heat pump and a load share device | Tim Baker
EP-2023-04459 | 2023-06-01 | 3150 E 58TH AVENUE #26, Vancouver, BC V5S 3S9 | Electrical Permit | Residential | Tenant Improvement | Completed | Installation / Repair - Residential - install circuit for heat pump MP-2023-00881 | Tim Baker
MP-2023-00881 | 2023-05-19 | 3150 E 58TH AVENUE #26, Vancouver, BC V5S 3S9 | Mechanical Permit | NULL | NULL | Completed | NULL | Westmount Heating Ltd
EP-2023-09560 | 2023-11-07 | 3150 E 58TH AVENUE #28, Vancouver, BC V5S 3S9 | Electrical Permit | Commercial | Renovation - Dwelling Unit(s) only | Issued | Installation / Repair - Commercial - Remove and reinstall electrical walls and Install lights for renovations >BP: #28 - 3150 E 58th Avenue Interior alterations to unit #28 of this existing multiple dwelling building complex on this site. Scope of work includes: 1) Re & Re refresh of kitchen 2) New plumbing work & plumbing fixtures 3) New flooring on main and upper levels 4) Removal of interior wall and post and installation of structural beams 5) Upper bathroom ensuite refresh with update to a shower Sch B (Struct): Richard Herfst #25764, 604-553-0524, RA Herfst Consultants Inc. ReUP: Required 2pts, provided 2pts. Electric panel: Amperage upgrade Ventilation and controls: All bathrooms w exhaust fans on timers or humidistats and smart home thermostat | Vancity Electric Inc
PP-2023-03674 | 2023-10-18 | 3150 E 58TH AVENUE #28, Vancouver, BC V5S 3S9 | Plumbing Permit | Commercial | Renovation - Dwelling Unit(s) only | Issued | Commercial - UNIT #28 - new kitchen sink/dishwasher location, new shower in master ensuite, different size from existing. >BP: #28 - 3150 E 58th Avenue Interior alterations to unit #28 of this existing multiple dwelling building complex on this site. Scope of work includes: 1) Re & Re refresh of kitchen 2) New plumbing work & plumbing fixtures 3) New flooring on main and upper levels 4) Removal of interior wall and post and installation of structural beams 5) Upper bathroom ensuite refresh with update to a shower AMEND: DEC 4/2023 Please add to scope of work for second floor: WC x1 lav x1 bathtub x1 | Cypress Plumbing And Heating Ltd
GP-2023-03351 | 2023-11-02 | 7124 CAMANO STREET, Vancouver, BC V5S 4B9 | Gas Permit | Residential | Tenant Improvement | Completed | Residential - RE & RE HOT WATER TANK | 484081 BC LTD
GP-2022-00519 | 2022-02-17 | 7115 CAMANO STREET, Vancouver, BC V5S 4B8 | Gas Permit | Residential | Renovation | Cancelled | Residential - re and re tankless water heater | Lambert Plumbing & Heating Ltd
GP-2022-00707 | 2022-03-04 | 7115 CAMANO STREET, Vancouver, BC V5S 4B8 | Gas Permit | Residential | Renovation | Completed | Residential - re and re tankless water heater | Lambert Plumbing & Heating Ltd
GP-2023-02589 | 2023-09-06 | 3441 E 49TH AVENUE #88, Vancouver, BC V5S 1M1 | Gas Permit | Residential | Renovation | Completed | Residential - hwt re&re | Ferenc Nagy
PP-2023-03024 | 2023-08-25 | 3180 E 58TH AVENUE #67, Vancouver, BC V5S 3S8 | Plumbing Permit | Residential | Renovation | Completed | Residential - New bathroom group, laundry tub and re & re automatic washer. >BP: #67 Interior alterations of the basement of this existing townhouse on this existing multiple dwelling site. Scope of work includes removing interior walls to add new walls and add a new 3-piece bathroom. | Top Grade Plumbing Ltd
EP-2023-03910 | 2023-10-16 | 3180 E 58TH AVENUE #67, Vancouver, BC V5S 3S8 | Electrical Permit | Residential | Renovation | Completed | Installation / Repair - Residential - rewire basement -complete rewire of existing basement, remove all aluminum wiring as found.. wire new installed bathroom, install new outlets to code and install smoke detectors as needed >Permit Amendment Oct 20, 2023 -"Value stays the same..just forgot to type in extra low voltage when i applied for permit" *Document(s) uploaded to "Application Documents" tab for Electrical Inspector review. Documents are at pending status at time of permit amendment approval >BP: #67 Interior alterations of the basement of this existing townhouse on this existing multiple dwelling site. Scope of work includes removing interior walls to add new walls and add a new 3-piece bathroom. Ok for Field Review per Kirat Kang - July 19, 2023 Note: - DBI to determine on site if Structural, is required. - This building is not sprinklered. | Bluewater Electric Ltd
NULL | NULL | 3180 E 58TH AVENUE #67, Vancouver, BC V5S 3S8 | Electrical Permit | Residential | Renovation | Draft | Installation / Repair - Residential - rewire house | NULL
EP-2023-02056 | 2023-04-04 | 3180 E 58TH AVENUE #67, Vancouver, BC V5S 3S8 | Electrical Permit | Commercial | Addition | Completed | Installation / Repair - Commercial - install 240 volt 14.6 amp heat pump. Also install a load share device between heat pump and wall oven. *An approved mechanical permit is required for the installation of air conditioning or heat pump unit at the time of installation before an electrical inspection will be performed | Tim Baker
MP-2023-00498 | 2023-03-27 | 3180 E 58TH AVENUE #67, Vancouver, BC V5S 3S8 | Mechanical Permit | NULL | NULL | Completed | NULL | Westmount Heating Ltd
MP-2023-00395 | NULL | 3180 E 58TH AVENUE #67, Vancouver, BC V5S 3S8 | Mechanical Permit | NULL | NULL | Cancelled | NULL | Joyce Heating Services Ltd
GP-2023-01057 | 2023-03-28 | 3180 E 58TH AVENUE #67, Vancouver, BC V5S 3S8 | Gas Permit | Residential | Renovation | Completed | Residential - Replace 1 gas furnace and 1 gas water heater | Joyce Heating Services Ltd
EP-2023-03527 | 2023-04-26 | 3180 E 58TH AVENUE #69, Vancouver, BC V5S 3S8 | Electrical Permit | Residential | Renovation | Completed | Installation / Repair - Residential - Install EV charger and branch circuit (rating 20A 3800W @ 240V). *May 02, 2023 Permit Amendment: Insufficient power feeding to unit, protected by a 2 pole 70A breaker from electrical room, Change to a 15A plug-in 120V charger (less than 1500W) instead of 3.8KW. | PANG'S ELECTRIC LTD
GP-2023-01806 | 2023-06-12 | 3180 E 58TH AVENUE #71, Vancouver, BC V5S 3S8 | Gas Permit | Residential | Renovation | Completed | Residential - re/re hot water w/tankless water heater | 1236318 BC Ltd DBA Aquatech Vancouver
MP-2023-01075 | 2023-06-12 | 3180 E 58TH AVENUE #71, Vancouver, BC V5S 3S8 | Mechanical Permit | NULL | NULL | Issued | NULL | 1236318 BC Ltd DBA Aquatech Vancouver
EP-2023-07479 | NULL | 3180 E 58TH AVENUE #71, Vancouver, BC V5S 3S8 | Electrical Permit | Residential | Renovation | In Review | Installation / Repair - Residential - Wirng for outdoor Heat pump Unit 70 AMP MAIN BREAKER *MP-2023-01075: Issued (Heating and Cooling) | Mountain Point Electrical Inc.
GP-2024-00195 | 2024-01-24 | 3381 FLAGSTAFF PLACE, Vancouver, BC V5S 4K9 | Gas Permit | Residential | Renovation | Issued | Residential - RE&RE furnace and hot water tank | Milani Plumbing Heating & Air Conditioning Ltd
GP-2023-01726 | 2023-06-02 | 3377 FLAGSTAFF PLACE, Vancouver, BC V5S 4K9 | Gas Permit | Residential | Renovation | Completed | Residential - Furnace Re and Re | Airlink Heating and Plumbing Ltd
GP-2023-02708 | 2023-09-15 | 3367 FLAGSTAFF PLACE, Vancouver, BC V5S 4K9 | Gas Permit | Residential | Renovation | Completed | Residential - RE&RE for a furnace and tankless water heater | Milani Plumbing Heating & Air Conditioning Ltd
GP-2023-03565 | 2023-11-17 | 7423 TAMARIND DRIVE, Vancouver, BC V5S 3Z9 | Gas Permit | Residential | Renovation | Issued | Residential - 1 Fireplace RE AND RE INSERT TO E20ID | BC Fireplace Service Inc
GP-2022-00227 | 2022-01-25 | 8458 QUAYSIDE COURT, Vancouver, BC V5P 4W1 | Gas Permit | Residential | Renovation | Completed | Residential - re re furnace and HWT | Thomson Industries Ltd
GP-2022-04071 | 2022-12-19 | 3180 E 58TH AVENUE #74, Vancouver, BC V5S 3S8 | Gas Permit | Residential | Renovation | Completed | Residential - Hot Water Heater Installation | Hillcrest Plumbing & Heating (1991) Ltd
EP-2022-00484 | 2022-01-24 | 7305 ELK VALLEY PLACE, Vancouver, BC V5S 3Z5 | Electrical Permit | Commercial | Addition | Completed | Installation / Repair - Commercial - install disconnect, meterbase,electrical panel,heater, light and receptacle in meter room. this will be connected to secondary splitter to allow a house panel. >> Amend: March 4th -new service connection for house meter in electrical room. service connection inspection required for bc hydro to install meter. load is the same as we are moving the branch circuts from one of the units to a house panel. -30 amps 208 volts single phase | ELECTRICAL SAVVY CONTRACTING INC
EP-2022-00485 | 2022-01-24 | 7308 ELK VALLEY PLACE, Vancouver, BC V5S 3Z5 | Electrical Permit | Commercial | Addition | Completed | Installation / Repair - Commercial - install disconnect, meterbase,electrical panel,heater, light and receptacle in meter room. this will be connected to secondary splitter to allow a house panel. >> March 4th -new service connection for house meter in electrical room. service connection inspection required for bc hydro to install meter. load is the same as we are moving the branch circuts from one of the units to a house panel. -30 amps 208 volts single phase | ELECTRICAL SAVVY CONTRACTING INC
EP-2022-00372 | 2022-01-19 | 1068 HORNBY STREET #2401, Vancouver, BC V6Z 2Y7 | Electrical Permit | Residential | Renovation | Completed | Installation / Repair - Residential - replace existing thermostats, receptacles with new. replace existing lighting fixtures with new lighting fixtures in same locations. >BP: Level 24 Interior alterations to provide renovations for all the dwelling units (7 units) on 24th floor Schedule A provided by Jim Huffman Architectural Schedule B provided by Jim Huffman | Corporate Electric Limited
PP-2022-00449 | NULL | 1020 HARWOOD STREET #503, Vancouver, BC V6E 4R1 | Plumbing Permit | Commercial | Renovation | Cancelled | Commercial - Renovation of Main bathroom and En suite bathroom | Robert Sargent
PP-2022-03707 | 2022-10-17 | 1020 HARWOOD STREET #503, Vancouver, BC V6E 4R1 | Plumbing Permit | Residential | Renovation | Issued | Residential - replacing 2 bathtubs and 1 shower pan >Interior alterations to provide improvements including kitchen renovation to Suite 503 on the 5th Floor of this existing multiple dwelling building. OK for permit as per Kien Wong Feb. 24, 2016 | Precise Plumbing & Heating Inc
EP-2023-05195 | 2023-06-26 | 1020 HARWOOD STREET #503, Vancouver, BC V6E 4R1 | Electrical Permit | Commercial | Renovation - Dwelling Unit(s) only | Issued | Installation / Repair - Commercial - Kitchen renovation, new devices throughout, new lighting fixtures, install under cabinet lighting in kitchen >BP: Interior alterations to provide improvements including kitchen renovation to Suite 503 on the 5th Floor of this existing multiple dwelling building. | Demitri Isidorou
EP-2024-00431 | NULL | 1020 HARWOOD STREET #503, Vancouver, BC V6E 4R1 | Electrical Permit | Commercial | Renovation - Dwelling Unit(s) only | Applicant Revisions | Installation / Repair - Commercial - We will be Installing a circuit for a heat pump NO MP AT THIS TIME | Douglas Millington o/a Moose Electric
EP-2022-00483 | 2022-01-24 | 7274 APPLEDALE PLACE, Vancouver, BC V5S 3Y7 | Electrical Permit | Commercial | Addition | Completed | Installation / Repair - Commercial - install disconnect, meterbase,electrical panel,heater, light and receptacle in meter room. this will be connected to secondary splitter to allow a house panel. >>>> Amend: March 4th -new service connection for house meter in electrical room. service connection inspection required for bc hydro to install meter. load is the same as we are moving the branch circuts from one of the units to a house panel. -30 amps 208 volts single phase | ELECTRICAL SAVVY CONTRACTING INC
EP-2022-00482 | 2022-01-24 | 7275 APPLEDALE PLACE, Vancouver, BC V5S 3Y7 | Electrical Permit | Commercial | Addition | Completed | Installation / Repair - Commercial - Install disconnect, meterbase, subpanel, heater, light and receptacle in meter room. this will be pulled from secondary splitter. >>>> Amend: March 4th -new service connection for house meter in electrical room. service connection inspection required for bc hydro to install meter. load is the same as we are moving the branch circuts from one of the units to a house panel. -30 amps 208 volts single phase | ELECTRICAL SAVVY CONTRACTING INC
GP-2023-03497 | 2023-11-10 | 7711 TEAKWOOD PLACE, Vancouver, BC V5S 4A5 | Gas Permit | Residential | Renovation | Issued | Residential - RE AND RE 1 GAS INSERT | The LM Fireplace Warehouse Ltd.
GP-2023-00914 | 2023-03-14 | 7731 TEAKWOOD PLACE, Vancouver, BC V5S 4A5 | Gas Permit | Residential | Renovation | Completed | Residential - Re&re furnace | Milani Plumbing Heating & Air Conditioning Ltd
PP-2023-00698 | 2023-03-02 | 3433 E 49TH AVENUE #66, Vancouver, BC V5S 1M1 | Plumbing Permit | Commercial | Renovation - Dwelling Unit(s) only | Completed | Commercial - Relocate fixtures for the main floor kitchen and upper floor bathroom >BP: Interior alterations and structural work for the removal of a load bearing wall to provide improvements to #66-3433 E 49th Ave in this existing multiple dwelling building on the site. Work scope incudes: Removing existing interior wall and building new spread footing to support new beam post, redoing the entire flooring, relocating kitchen on main floor (main floor) and toilet & sink (upper floor), and replacing washroom door on lower floor. | Oceanfront Plumbing Inc
EP-2023-01463 | 2023-02-22 | 3433 E 49TH AVENUE #66, Vancouver, BC V5S 1M1 | Electrical Permit | Residential | Renovation - Dwelling Unit(s) only | Completed | Installation / Repair - Residential - 1. relocate outlets according to new layout, some of the walls are being removed. 2. rewire new counterplug outlets x 4 3. remove and relocate bathroom lights 4. wiring for 4" recessed lights x 8 in bedroom >BP: Interior alterations and structural work for the removal of a load bearing wall to provide improvements to #66-3433 E 49th Ave in this existing multiple dwelling building on the site. Work scope incudes: Removing existing interior wall and building new spread footing to support new beam post, redoing the entire flooring, relocating kitchen on main floor (main floor) and toilet & sink (upper floor), and replacing washroom door on lower floor. Sch B (Struct): Jason Hui, P.Eng #46619, 778-319-3403, Vancouver engineering & Consulting Ltd. E2 Upgrade: Appliances - Upgrade to an Energuide/Energy Star Appliances (Fridge, dishwasher, dryer, washer) | Dormit X Enterprises Ltd
EP-2022-00486 | 2022-01-24 | 7253 WEAVER COURT, Vancouver, BC V5S 3Y8 | Electrical Permit | Commercial | Addition | Completed | Installation / Repair - Commercial - install disconnect, meterbase,electrical panel,heater, light and receptacle in meter room. this will be connected to secondary splitter to allow a house panel. >>Amend: March 4th -new service connection for house meter in electrical room. service connection inspection required for bc hydro to install meter. load is the same as we are moving the branch circuts from one of the units to a house panel. -30 amps 208 volts single phase | ELECTRICAL SAVVY CONTRACTING INC
EP-2022-00488 | 2022-01-24 | 7363 KOKANEE PLACE, Vancouver, BC V5S 3Y9 | Electrical Permit | Commercial | Addition | Completed | Installation / Repair - Commercial - install disconnect, meterbase,electrical panel,heater, light and receptacle in meter room. this will be connected to secondary splitter to allow a house panel. >> Amend: March 4th -new service connection for house meter in electrical room. service connection inspection required for bc hydro to install meter. load is the same as we are moving the branch circuts from one of the units to a house panel. -30 amps 208 volts single phase | ELECTRICAL SAVVY CONTRACTING INC
EP-2022-01208 | 2022-02-22 | 1020 HARWOOD STREET #602, Vancouver, BC V6E 4R1 | Electrical Permit | Residential | Renovation | Completed | Installation / Repair - Residential - kitchen reno. Relcating devices. New counter plug -There are 2/3 low voltage under mount cabinet lights. >BP: Interior alterations to provide improvements to the dwelling unit on the 6th floor (#602) in this multiple dwelling building on this site. Scope of work: replace flooring, remove and remodel kitchen, remove kitchen wall, electrical and plumbing work. REVISION #1: revise kitchen layout. Jan. 11, 2022 mlh OK for Field review per D. Langevin 08/03/2021 No sprinkler permit required per DBI. Schedule B- Structural - Ilbeigi Timouri 778.558.9629 NOTES: Building is Sprinkled, DBI to determine if Sprinkler permit required E2 - HVAC - Install timers (up to 60 minute), or humidistat for washroom fan(s) | Line In Electric Ltd
GP-2023-02280 | 2023-08-01 | 7154 QUATSINO DRIVE, Vancouver, BC V5S 4C3 | Gas Permit | Residential | Renovation | Issued | Residential - re re hwt | Thomson Industries Ltd
EP-2023-10082 | 2023-11-23 | 3477 E 49TH AVENUE #150, Vancouver, BC V5S 1M3 | Electrical Permit | Residential | Addition | Issued | Installation / Repair - Residential - ¦ MURB: DIVVEE/ HP ¦ HEAT PUMP INSTALL *MP-2023-01994: Issued (Heating and Cooling) | Reliance Comfort Limited Partnership
MP-2023-01994 | 2023-11-07 | 3477 E 49TH AVENUE #150, Vancouver, BC V5S 1M3 | Mechanical Permit | NULL | NULL | Issued | NULL | Reliance Comfort Limited Partnership
GP-2023-03713 | 2023-11-24 | 3477 E 49TH AVENUE #150, Vancouver, BC V5S 1M3 | Gas Permit | Residential | Renovation - Dwelling Unit(s) only | Issued | Residential - FURNACE RE/RE | Reliance Comfort Limited Partnership
GP-2023-03584 | 2023-11-17 | 3574 E 49TH AVENUE #7, Vancouver, BC V5S 1M4 | Gas Permit | Residential | Tenant Improvement | Issued | Residential - re and re furnace | Moore & Russell Heating Ltd
EP-2022-00487 | 2022-01-24 | 7252 WEAVER COURT, Vancouver, BC V5S 3Y8 | Electrical Permit | Commercial | Addition | Completed | Installation / Repair - Commercial - install disconnect, meterbase,electrical panel,heater, light and receptacle in meter room. this will be connected to secondary splitter to allow a house panel. >>Amend: March 4th -new service connection for house meter in electrical room. service connection inspection required for bc hydro to install meter. load is the same as we are moving the branch circuts from one of the units to a house panel. -30 amps 208 volts single phase | ELECTRICAL SAVVY CONTRACTING INC
GP-2023-02008 | 2023-07-05 | 7743 TEAKWOOD PLACE, Vancouver, BC V5S 4A5 | Gas Permit | Residential | Renovation | Completed | Residential - re re furnace | Thomson Industries Ltd
GP-2022-01021 | 2022-04-01 | 7758 TEAKWOOD PLACE, Vancouver, BC V5S 4A5 | Gas Permit | Residential | Renovation | Completed | Residential - Supply & install a Navien NPE-240A2 tankless water heater. 2" Centrotherm venting. Intake piped to sidewall. Condensate neutralized and piped to floor drain. | Link Plumbing & Heating Ltd
GP-2023-02478 | 2023-08-24 | 7829 MARCHWOOD PLACE, Vancouver, BC V5S 4A6 | Gas Permit | Residential | Tenant Improvement | Completed | Residential - Installing hot water tank | Gandy Installations Ltd
GP-2022-02425 | 2022-08-17 | 3437 E 49TH AVENUE #71, Vancouver, BC V5S 1M1 | Gas Permit | Residential | Renovation | Completed | Residential - HWT re&re | Ferenc Nagy
GP-2022-01583 | 2022-05-24 | 1754 SE MARINE DRIVE, Vancouver, BC V5P 2R8 | Gas Permit | Residential | Renovation | Completed | Residential - Replacement furnace and water heater | BC Wide Home Services Ltd
GP-2023-02029 | 2023-07-06 | 7814 MARCHWOOD PLACE, Vancouver, BC V5S 4A6 | Gas Permit | Residential | Renovation | Issued | Residential - re/re of existing hot water w/tankless water heater | 1236318 BC Ltd DBA Aquatech Vancouver
GP-2022-00210 | 2022-01-25 | 7848 MARCHWOOD PLACE, Vancouver, BC V5S 4A6 | Gas Permit | Residential | Addition | Completed | Residential - Gas fireplace installation | Vaglio Fireplace LTD
GP-2022-00014 | 2022-01-06 | 7848 MARCHWOOD PLACE, Vancouver, BC V5S 4A6 | Gas Permit | Residential | Renovation | Completed | Residential - 10' piping only | R J Gas Ltd
SP-2023-00383 | 2023-03-07 | 1233 W CORDOVA STREET #301, Vancouver, BC V6C 3R1 | Sprinkler Permit | Commercial | Renovation - Dwelling Unit(s) only | Issued | Commercial - Relocate (x3) heads. | Fire Pro Fire Protection Ltd.
EP-2022-09752 | 2022-11-23 | 323 JERVIS STREET #904, Vancouver, BC V6C 3P8 | Electrical Permit | Residential | Renovation - Dwelling Unit(s) only | Completed | Installation / Repair - Residential - UNIT# 904 Replace Existing Fixtures with new LED units Add Two Receptacles to Office Re&Re of Kitchen | TCA Industries Ltd
SP-2023-00299 | 2023-02-22 | 323 JERVIS STREET #1001, Vancouver, BC V6C 3P8 | Sprinkler Permit | Commercial | Renovation - Dwelling Unit(s) only | Completed | Commercial - SUITE #1001 - 10TH FLOOR - relocation of sprinkler heads in the living room area due to ceiling-high changes >BP: Interior alterations to residential dwelling unit 1001 on the 10th floor of this multiple dwelling building on this site. *****This application does not include any of the following: 1. Not more than 20 sprinklers (add, relocate, or remove), 2. hydraulic calculations, 3. change in occupancy and /or hazard classification, 4. warehouse storage arrangements, 5. mobile compact storage arrangements, 6. alternative solutions, 7. changes to the sprinkler system supply piping (e.g. valves, mains, cross-mains, branch-lines, etc.), or 8. flexible sprinkler pipe. | Shore Fire Protection Ltd
PP-2023-00556 | 2023-02-16 | 323 JERVIS STREET #1001, Vancouver, BC V6C 3P8 | Plumbing Permit | Commercial | Renovation - Dwelling Unit(s) only | Completed | Commercial - SUITE #1001 - Relocating water lines for the kitchen sink, re&re on half of the fixtures. Removing pex stubs and stubbing out new pipe. >BP: Interior alterations to residential dwelling unit 1001 on the 10th floor of this multiple dwelling building on this site. | JARED REED PLUMBING
EP-2023-01085 | 2023-02-09 | 323 JERVIS STREET #1001, Vancouver, BC V6C 3P8 | Electrical Permit | Residential | Renovation | Completed | Installation / Repair - Residential - Renovation of condo kitchen, living area and 2 bathrooms. -doing fixtures and fitting, Led strip lighting and kitchen appliances >BP: Interior alterations to residential dwelling unit 1001 on the 10th floor of this multiple dwelling building on this site. Note: 1) Enclosed balcony is to be restored. Glass doors and impervious floor to be reinstated within the Enclosed Balcony area. 2) Bulk storage is to be retained. E2 - Lighting - Install lighting dimmer, timers, and/or motion detectors on interior lights | Mountain Point Electrical Inc.
GP-2022-00146 | 2022-01-17 | 3658 HANDEL AVENUE, Vancouver, BC V5S 4G8 | Gas Permit | Residential | Renovation | Completed | Residential - Re&Re furnace BTU:45.000 | Milani Plumbing Heating & Air Conditioning Ltd
EP-2022-04259 | 2022-05-24 | 3150 E 58TH AVENUE #5, Vancouver, BC V5S 3S9 | Electrical Permit | Commercial | Tenant Improvement | Completed | Installation / Repair - Commercial - Install new Ac unit power. The load for the AC is 14.6 amp at 240 volts; rated at 3504 Watts. | Tim Baker
GP-2023-03613 | 2023-11-20 | 3150 E 58TH AVENUE #11, Vancouver, BC V5S 3S9 | Gas Permit | Residential | Renovation | Issued | Residential - replace a furnace | SUNFLOWER HOME SERVICE LTD
MP-2023-02074 | 2023-11-23 | 3150 E 58TH AVENUE #11, Vancouver, BC V5S 3S9 | Mechanical Permit | NULL | NULL | Issued | NULL | SUNFLOWER HOME SERVICE LTD
EP-2023-10549 | NULL | 3150 E 58TH AVENUE #11, Vancouver, BC V5S 3S9 | Electrical Permit | Commercial | Addition | Applicant Revisions | Installation / Repair - Commercial - install a 30A heat pump circuit MP-2023-02074: Issued (Heating and Cooling) | Powerlink Electric Ltd
GP-2023-03248 | 2023-10-26 | 3354 FLAGSTAFF PLACE, Vancouver, BC V5S 4K8 | Gas Permit | Residential | Renovation | Issued | Residential - RE&RE hot water tank | Milani Plumbing Heating & Air Conditioning Ltd
EP-2022-00996 | 2022-02-10 | 3566 E 49TH AVENUE #7, Vancouver, BC V5S 1M4 | Electrical Permit | Residential | Addition | Completed | Installation / Repair - Residential - Add a subload centre to accommodate the addition of a breaker for a dishwasher install. Add a GFCI receptacle for an existing washroom -Current panel does not have an available breaker space for a dedicated breaker for a dishwasher. This is the purpose for adding an 8 space sub load centre. | Ivan Klymchuk
PP-2022-00505 | 2022-02-15 | 3566 E 49TH AVENUE #7, Vancouver, BC V5S 1M4 | Plumbing Permit | Commercial | Renovation - Dwelling Unit(s) only | Completed | Commercial - SUITE #7 - Install new Dishwasher | Kits Plumbing and Heating Ltd
GP-2022-00147 | 2022-01-17 | 3562 E 49TH AVENUE #3, Vancouver, BC V5S 1M4 | Gas Permit | Residential | Renovation | Completed | Residential - Re&Re Furnace BTU:45.000 | Milani Plumbing Heating & Air Conditioning Ltd
EP-2022-04179 | 2022-10-20 | 8473 QUAYSIDE COURT, Vancouver, BC V5P 4W1 | Electrical Permit | Commercial | Tenant Improvement | Completed | Installation / Repair - Commercial - Electrical install of AC. BP not required. NO change to existing service. | Moore And Russell Heating And Air Conditioning Ltd
PP-2022-00024 | 2022-01-07 | 8421 QUAYSIDE COURT, Vancouver, BC V5P 4W1 | Plumbing Permit | Residential | Renovation | Completed | Residential - Remove failing boly b supply piping and replace with pex pipe | Suter Services Ltd
GP-2022-03510 | 2022-11-09 | 3445 E 49TH AVENUE #96, Vancouver, BC V5S 1M3 | Gas Permit | Residential | Tenant Improvement | Completed | Residential - Furnace Replacement | Wah Fai Plumbing & Heating Inc
GP-2023-02859 | 2023-09-28 | 3445 E 49TH AVENUE #98, Vancouver, BC V5S 1M3 | Gas Permit | Residential | Renovation - Dwelling Unit(s) only | Issued | Residential - Furnace replacement | CoStar Home Energy Ltd
EP-2023-07528 | 2023-08-17 | 1200 HORNBY STREET #101, Vancouver, BC V6Z 1W2 | Electrical Permit | Commercial | Renovation | Completed | Installation / Repair - Commercial - New x11 lighting locations- install fixtures Re-wire and install exit signs Remove make shift power pack poles and make wiring safe Re-run and strap fire alarm cabling >BP: Interior alterations and a change of use from laboratory (photo lab) with ancillary Retail to Dog Daycare ('similar to' Animal Clinic) with ancillary Retail in this existing mixed-use building. related to DP-2023-00083 Scope of works: New walls, OK for field review as per J. Zhang on July 4, 2023. Note: - Schedule B, Rafael Santa Ana, Architect, 604-628-7881 (Rafael Santa Ana Architecture Workshop Inc.) - This building is sprinklered. A separate sprinkler permit is required for all related work. - No overnight boarding permitted or proposed. Storefront glazing is to remain clear and unobstructed. No translucent or opaque film, artwork, shelving, display case, curtains or similar elements are to be installed on or directly outside or inside of the approved glazing. Separate permit is required for all signage. Energy checklist is currently no longer required with your Building Permit application. Some supporting documents are still required at BP stage, specifically Envelope and HVAC, if applicable. Service Water Heating and Lighting supporting documents, if applicable, must be submitted with your related trade’s permits (e.g. electrical and plumbing). | Western Summit Electric Ltd
EP-2022-00371 | 2022-01-19 | 1068 HORNBY STREET #2301, Vancouver, BC V6Z 2Y7 | Electrical Permit | Residential | Renovation | Completed | Installation / Repair - Residential - replace existing thermostats, receptacles with new. replace existing lighting fixtures with new lighting fixtures in same locations. >BP: Level 23 Interior alterations to provide renovations for all the dwelling units (7 units) on 23rd floor units 2301, 2302, 2303, 2305, 2306, 2307, 2308 Schedule A provided by Jim Huffman Architectural Schedule B provided by Jim Huffman | Corporate Electric Limited
EP-2023-10221 | 2023-11-14 | 1575 BEACH AVENUE #1301, Vancouver, BC V6G 1Y5 | Electrical Permit | Commercial | Tenant Improvement | Issued | Installation / Repair - Commercial - Condo renovation including installation of light fixture, receptacles and kitchen renovation. >BP: #1301 - 13th floor Interior alterations to provide improvements to this dwelling unit #1301 on the 13th floor of this multiple dwelling building on this site. | Shanai Enterprise Inc
PP-2023-03905 | 2023-11-06 | 1575 BEACH AVENUE #1301, Vancouver, BC V6G 1Y5 | Plumbing Permit | Commercial | Renovation - Dwelling Unit(s) only | Issued | Commercial - It is apartment renovation RE&RE 3 bathrooms group and kitchen and one bar sink >BP: #1301 - 13th floor Interior alterations to provide improvements to this dwelling unit #1301 on the 13th floor of this multiple dwelling building on this site. | Mansouri Enterprises Inc
PP-2023-00176 | 2023-01-18 | 1575 BEACH AVENUE #1301, Vancouver, BC V6G 1Y5 | Plumbing Permit | Residential | Renovation | Completed | Residential - Change bathtub to shower, cap shower, replace toilet and vanity >Interior alterations to provide improvements to this dwelling unit #1301 on the 13th floor of this multiple dwelling building on this site. E2 - Lighting - Install energy efficient lighting fixtures (single occupied space area) OK for DTI per W. Wong October 26, 2022 | Mirage Plumbing Ltd
EP-2023-01007 | 2023-02-08 | 1575 BEACH AVENUE #1301, Vancouver, BC V6G 1Y5 | Electrical Permit | Residential | Renovation | Completed | Installation / Repair - Residential - Bathroom renovation -Is relocate light switches, receptacles and add more plugs, Install towel warmers, and light fixtures . >BP: Interior alterations to provide improvements to this dwelling unit #1301 on the 13th floor of this multiple dwelling building on this site. E2 - Lighting - Install energy efficient lighting fixtures (single occupied space area) OK for DTI per W. Wong October 26, 2022 | Shanai Enterprise Inc
EP-2022-03776 | NULL | 1386 NICOLA STREET #1, Vancouver, BC V6G 2G2 | Electrical Permit | Commercial | Renovation - Dwelling Unit(s) only | Withdrawn | Installation / Repair - Commercial - Renovation of single family dwelling. -Flood damage occurred and as part of an insurance claim drywall was removed. Owner has decided to upgrade lighting before the re-installation of drywall. | Kuban Electric Ltd
GP-2022-01325 | 2022-04-28 | 7173 HECATE PLACE, Vancouver, BC V5S 4C4 | Gas Permit | Residential | Renovation | Completed | Residential - re re furnace | Thomson Industries Ltd
GP-2022-01988 | 2022-07-05 | 1727 ISLAND AVENUE, Vancouver, BC V5P 2S5 | Gas Permit | Residential | Tenant Improvement | Completed | Residential - Re Re Furnace | Moore & Russell Heating Ltd
EP-2022-05591 | 2022-07-04 | 1727 ISLAND AVENUE, Vancouver, BC V5P 2S5 | Electrical Permit | Residential | Tenant Improvement | Completed | Installation / Repair - Residential - Electrical install of AC. BP not required. No change to existing service. | Moore And Russell Heating And Air Conditioning Ltd
PP-2022-00766 | 2022-04-21 | 323 JERVIS STREET #401, Vancouver, BC V6C 3P8 | Plumbing Permit | Commercial | Renovation | Completed | Commercial - SUITE #401 - SHOWER ROUGH-IN | Ainsworth Inc
PP-2022-00707 | 2022-03-02 | 1386 NICOLA STREET #32, Vancouver, BC V6G 2G2 | Plumbing Permit | Commercial | Renovation - Dwelling Unit(s) only | Completed | Commercial - Revising one 3-piece bathroom layout including new drainage and waterlines. >#32 - 3rd floor Interior alterations to this existing bathroom in this dwelling unit on the 3rd floor (#32) in this existing Municipally designated Heritage "A" multiple dwelling on this site. Scope of work: relocate bathroom door, change bathtub to shower, new fan, lighting heating, plumbing and electrical work. | Oceanside Mechanical Ltd
EP-2022-02218 | 2022-03-21 | 1386 NICOLA STREET #32, Vancouver, BC V6G 2G2 | Electrical Permit | Residential | Renovation - Dwelling Unit(s) only | Completed | Installation / Repair - Residential - ensuite bath reno -we will be using existing ccts in ensuite bathroom (as there are sufficient) to accommodate for the bathroom’s reconfiguration, installing pots to replace of surface-mount fixture, and accommodating for in floor heating off existing heater circuit. No class 2 ccts >BP: Interior alterations to this existing bathroom in this dwelling unit on the 3rd floor (#32) in this existing Municipally designated Heritage "A" multiple dwelling on this site. Scope of work: relocate bathroom door, change bathtub to shower, new fan, lighting heating, plumbing and electrical work. OK for field review per K. Vogt E2 - HVAC - Install timers (up to 60 minute), or humidistat for washroom fan(s) Energy checklist is currently no longer required with your Building Permit (BP) application. Some supporting documents are still required at BP stage, specifically Envelope and HVAC, if applicable. Service Water Heating and Lighting supporting documents, if applicable, must be submitted with your related trades permits (e.g. electrical and plumbing). All energy upgrades will be checked during inspections stage. It is the applicant's responsibility to identify and note all required upgrades including energy upgrades on their BP drawings at BP stage. | New Moon Electric Ltd
EP-2023-02029 | 2023-04-03 | 1020 HARWOOD STREET, Vancouver, BC V6E 4R1 | Electrical Permit | Commercial | Renovation | Completed | Installation / Repair - Commercial - Elevator Modernizations, including: new disconnects, new GFI receptacles in elevator pit and machine room, new phone lines with emergency power. >BP: Interior alterations for elevators and fire alarm upgrade to meet the CSA-B44 requirements to this existing residential high-rise building. | Wespac Electrical Contractor Ltd
EP-2023-05216 | 2023-06-12 | 1020 HARWOOD STREET, Vancouver, BC V6E 4R1 | Electrical Permit | Residential | Tenant Improvement | Completed | Installation / Repair - Residential - Reconnect Dryer plug to previous location. | Positron Services Ltd
EP-2023-02616 | NULL | 2326 QUAYSIDE COURT, Vancouver, BC V5P 4W1 | Electrical Permit | Residential | Renovation - Dwelling Unit(s) only | Withdrawn | Installation / Repair - Residential - Adding a heat pump connecting to a load management system | Zenergy Electric Ltd
MP-2023-00708 | 2023-04-26 | 2326 QUAYSIDE COURT, Vancouver, BC V5P 4W1 | Mechanical Permit | NULL | NULL | Completed | NULL | Thomson Industries Ltd
EP-2023-11212 | 2023-12-15 | 2383 QUAYSIDE COURT, Vancouver, BC V5P 4W2 | Electrical Permit | Commercial | Renovation | Issued | Installation / Repair - Commercial - Replace damaged electrical panel in garage to allow for power restore. | Wespac Electrical Contractor Ltd
EP-2023-09276 | NULL | 2383 QUAYSIDE COURT, Vancouver, BC V5P 4W2 | Electrical Permit | Residential | Addition | Application Incomplete | Installation / Repair - Residential - Electrical wiring for a heater pump | Dragon Electric Ltd
PP-2023-04127 | 2023-11-23 | 2393 QUAYSIDE COURT, Vancouver, BC V5P 4W2 | Plumbing Permit | Commercial | Renovation | Issued | Commercial - Renovate ensuite bathroom. Free standing tub, Shower enclosure, toilet & double vanity. >BP: 2393 Quayside Court Interior alterations to provide improvements to the master bathroom on the second floor of this townhouse unit 2393 Quayside Court in this multiple dwelling building on this site. | Da Costa Plumbing & Heating Ltd
EP-2023-05597 | 2023-12-04 | 2393 QUAYSIDE COURT, Vancouver, BC V5P 4W2 | Electrical Permit | Residential | Renovation | Issued | Installation / Repair - Residential - The owner is moving a wall in one of their bathrooms in order to make the bathroom larger. They would also like to add a few pot lights in the house. >BP: Interior alterations to provide improvements to the master bathroom on the second floor of this townhouse unit 2393 Quayside Court in this multiple dwelling building on this site. | Reliant Electric Inc
EP-2023-02843 | 2023-04-03 | 2397 QUAYSIDE COURT, Vancouver, BC V5P 4W2 | Electrical Permit | Residential | Renovation | Issued | Installation / Repair - Residential - Dedicated circuit for Heat Pump. ***Note: A mechanical permit is required for the installation of heat pump. Electrical inspector will not carry out any inspections unless a mechanical permit is obtained. | Pacific Star Electric Inc
MP-2023-00585 | 2023-04-04 | 2397 QUAYSIDE COURT, Vancouver, BC V5P 4W2 | Mechanical Permit | NULL | NULL | Issued | NULL | Thomson Industries Ltd
MP-2022-00412 | 2022-10-14 | 8408 QUAYSIDE COURT, Vancouver, BC V5P 4W1 | Mechanical Permit | NULL | NULL | Completed | NULL | Thomson Industries Ltd
EP-2022-08797 | 2022-10-17 | 8408 QUAYSIDE COURT, Vancouver, BC V5P 4W1 | Electrical Permit | Commercial | Renovation | Completed | Installation / Repair - Commercial - Dedicated circuit for Heat Pump MP-2022-00412 | Pacific Star Electric Inc
MP-2022-00416 | 2022-10-14 | 3180 E 58TH AVENUE #57, Vancouver, BC V5S 3S8 | Mechanical Permit | NULL | NULL | Completed | NULL | Milani Electric Limited
EP-2022-08845 | 2022-10-19 | 3180 E 58TH AVENUE #57, Vancouver, BC V5S 3S8 | Electrical Permit | Residential | Renovation | Issued | Installation / Repair - Residential - Electrical supply for Dsplit MP-2022-00416 Amend: Jan 23rd, 2023 Updated load calculation | Milani Electric Limited
PP-2022-01611 | 2022-05-11 | 1020 HARWOOD STREET #401, Vancouver, BC V6E 4R1 | Plumbing Permit | Commercial | Renovation - Dwelling Unit(s) only | Completed | Commercial - renovation of two washrooms and kitchen. Replacing one shower with Schluter system and one tub with Schluter shower system. In one washroom replacing one lav sink with two lav sinks so one sink add on. Other fixtures are re and re. >BP: #401 - 4th floor Interior alterations to provide improvements to dwelling unit on the 4th floor (#401) in this existing multiple dwelling building on this site. Scope of work: remove/construct one partition wall to square off ensuite, new tub/shower/sinks, finishes, lighting, update kitchen/guest bathroom/laundry closet, millwork, electrical and plumbing work. DBI to determine if P. Eng required to remove interior partition walls. OK for Field Review per K. Vogt; Dec. 2, 2021 E2 - SWH - Install low flow shower heads in all showers Energy checklist is currently no longer required with your Building Permit (BP) application. Some supporting documents are still required at BP stage, specifically Envelope and HVAC, if applicable. Service Water Heating and Lighting supporting documents, if applicable, must be submitted with your related trades permits (e.g. electrical and plumbing). All energy upgrades will be checked during inspections stage. It is the applicant's responsibility to identify and note all required upgrades including energy upgrades on their BP drawings at BP stage. | Dhami, Ravinder Singh DBA: Saipar Plumbing and Heating
EP-2022-04055 | 2022-05-20 | 1020 HARWOOD STREET #401, Vancouver, BC V6E 4R1 | Electrical Permit | Residential | Renovation | Completed | Installation / Repair - Residential - #401 - 4th floor Small condo renovation, adding new 20a kitchen counter plugs, bathroom re and re. change lighting Interior alterations to provide improvements to dwelling unit on the 4th floor (#401) in this existing multiple dwelling building on this site. Scope of work: remove/construct one partition wall to square off ensuite, new tub/shower/sinks, finishes, lighting, update kitchen/guest bathroom/laundry closet, millwork, electrical and plumbing work. | Reliable Electrical Contracting Ltd
EP-2022-03260 | 2022-04-25 | 1790 BAYSHORE DRIVE #403, Vancouver, BC V6G 3G5 | Electrical Permit | Commercial | Renovation - Dwelling Unit(s) only | Completed | Installation / Repair - Commercial - dedicated circuit and outlet for new range | Wicks Electric Inc
PP-2022-01459 | 2022-06-16 | 1790 BAYSHORE DRIVE #405, Vancouver, BC V6G 3G5 | Plumbing Permit | Residential | Renovation | Completed | Residential - SUITE #405 - Remove bathtub and install shower instead | Caspian Mechanical Ltd
EP-2023-00513 | 2023-03-20 | 7393 BRANDYWINE PLACE, Vancouver, BC V5S 3Z7 | Electrical Permit | Commercial | Renovation | Completed | Installation / Repair - Commercial - insrtall a disconnect from the meterstack splitter to power a meter and house panel to provide power for electrical room heater and light and plug. room will be equiped with a motion light and a 500 watt fan force heater. no change to service as this is all existing but was powered by the attached unit | ELECTRICAL SAVVY CONTRACTING INC
GP-2023-03425 | 2023-11-07 | 3180 E 58TH AVENUE #63, Vancouver, BC V5S 3S8 | Gas Permit | Residential | Renovation | Completed | Residential - To Replace 1 Furnace Re/Re | ALL TIME HEATING PLUMBING & AIR CONDITIONING
EP-2023-00508 | 2023-01-24 | 7414 ECHO PLACE, Vancouver, BC V5S 3Z2 | Electrical Permit | Commercial | Renovation | Completed | Installation / Repair - Commercial - Install a new disconnect and feeder from the meterstack splitter to power a new meter and house panel to provide power for electrical room heater and light and plug, room will be equiped with a motion light and a 500 watt fan force heater, no change to service as this is all existing but was powered by the attached unit. Amend: Mar 13th, 2023 select Grounding/Bonding Amend: Jun 06, 2023 -"We tried to use an open spot in the meter stack and have had to change back to separate meter base and disconnect as per hydro. we have made changes and will require another service inspection" | ELECTRICAL SAVVY CONTRACTING INC
NULL | NULL | 6512 CHAMBORD PLACE #36, Vancouver, BC V5S 4P2 | Gas Permit | Residential | New | Draft | Residential - Zero Clearance B-Vent Gas Fireplace to Existing MFD Unit Replacement of old Montigo B-Vent Fireplace Vent & Gas Hookup Only | Encore Fireplaces Ltd
GP-2022-03305 | 2022-10-27 | 6512 CHAMBORD PLACE #36, Vancouver, BC V5S 4P2 | Gas Permit | Residential | New | Completed | Residential - Zero Clearance B-Vent Gas Fireplace to Existing MFD Unit Replacement of old Montigo gas fireplace Vent & Gas Hookup Only | Encore Fireplaces Ltd
EP-2022-05865 | 2022-07-15 | 3150 E 58TH AVENUE #18, Vancouver, BC V5S 3S9 | Electrical Permit | Residential | Tenant Improvement | Completed | Installation / Repair - Residential - Install circuit for 14.6 amp 240 volt AC unit This permit application is to install Electrical circuit only. AC unit will be provided by others. They are aware that they need to acquire a Mechanical permit and get approval from strata.. | Tim Baker
NULL | NULL | 3150 E 58TH AVENUE #18, Vancouver, BC V5S 3S9 | Mechanical Permit | NULL | NULL | Draft | NULL | Joyce Heating Services Ltd
NULL | NULL | 3150 E 58TH AVENUE #18, Vancouver, BC V5S 3S9 | Mechanical Permit | NULL | NULL | Draft | NULL | Joyce Heating Services Ltd
GP-2023-03283 | 2023-10-30 | 3150 E 58TH AVENUE #18, Vancouver, BC V5S 3S9 | Gas Permit | Residential | Renovation | Completed | Residential - replace gas water heater | Joyce Heating Services Ltd
GP-2022-03862 | 2022-12-05 | 1790 BAYSHORE DRIVE #601, Vancouver, BC V6G 3G5 | Gas Permit | Residential | Renovation | Cancelled | Residential - SUITE #601 - removing existing fireplace and installing a new fireplace with all required venting | Galaxy Fireplaces Ltd
EP-2023-09859 | 2023-11-16 | 3402 LANGFORD AVENUE, Vancouver, BC V5S 4B7 | Electrical Permit | Commercial | Renovation - Dwelling Unit(s) only | Completed | Installation / Repair - Commercial - Wiring for renovation as per supplied plan (basement ONLY). Adding 5 potlights, new switch as required Relocation of 1 baseboard heaters. Running cat6 line across living room.(client to provide cable, terminations and finishing plates) -Confirming there is no structural work being performed, no drywall cutting in the fire stop area | AJ's Electrical Contractors LTD
GP-2023-02887 | 2023-10-04 | 3469 E 49TH AVENUE #132, Vancouver, BC V5S 1M3 | Gas Permit | Residential | Addition | Issued | Residential - Re and re furnace | Star Heating and Cooling Ltd.
EP-2023-09369 | 2023-11-14 | 6836 ARLINGTON STREET, Vancouver, BC V5S 3N9 | Electrical Permit | Residential | Renovation | Issued | Installation / Repair - Residential - Electrical wiring for renovation of existing townhouse -we will remove electrical range and dryer, and will use gas range and dryer. -Remove existing old wires and install new wiring for whole house. Install lighting fixtures, switches, receptacles , appliances and heat pump. Replace the old electrical panel and keep the same rating. No new bonding and grounding *MP-2023-01943: Issued (Heating and Cooling) CF-2023-010524 CF-2023-008439 >BP: Interior alterations to renovate this existing dwelling unit (3 storeys) in this existing Multiple Dwelling building - building 21 OK to process as DTI as per J. Zhang September 12, 2023 | Altech Electric Ltd
MP-2023-01943 | 2023-10-31 | 6836 ARLINGTON STREET, Vancouver, BC V5S 3N9 | Mechanical Permit | NULL | NULL | Completed | NULL | Ferenc Nagy
PP-2023-04200 | 2023-11-30 | 6836 ARLINGTON STREET, Vancouver, BC V5S 3N9 | Plumbing Permit | Commercial | Renovation - Dwelling Unit(s) only | Issued | Commercial - new plumbing within >BP: Interior alterations to renovate this existing dwelling unit (3 storeys) in this existing Multiple Dwelling building - building 21 | Plumbhartt Plumbing and Heating Ltd
GP-2023-03784 | 2023-12-19 | 6836 ARLINGTON STREET, Vancouver, BC V5S 3N9 | Gas Permit | Residential | Renovation | Issued | Residential - 1 Water Heater, 1 Range & 1 Dryer relocating gas line and upgrading HWT >BP: Interior alterations to renovate this existing dwelling unit (3 storeys) in this existing Multiple Dwelling building - building 21 (CF-2023-010528) | Neptune Plumbing & Heating Ltd
PP-2023-02308 | 2023-06-29 | 7206 CELISTA DRIVE, Vancouver, BC V5S 4A1 | Plumbing Permit | Residential | Renovation | Completed | Residential - bathroom and powder room renovation >BP: 7206 Celista Drive Interior alterations to provide improvements to unit 7206 Celista Drive of this existing multiple dwelling building on the site. OK for field Review as per S.Yu on May 1, 2023 Scope of work includes: - New powder room - Bathroom updates - New flooring - Interior non-load bearing walls alteration | Conor Whyte Plumbing And Heating Limited
EP-2023-04919 | 2023-06-30 | 7206 CELISTA DRIVE, Vancouver, BC V5S 4A1 | Electrical Permit | Residential | Addition | Completed | Installation / Repair - Residential - Adding potlights in the ceiling and some outlets >BP: Interior alterations to provide improvements to unit 7206 Celista Drive of this existing multiple dwelling building on the site. Scope of work is to create a new powder room, bathroom updates and demo interior non-load bearing walls. OK for field Review as per S.Yu on May 1, 2023 | Rightway Electric Inc
EP-2023-00509 | 2023-01-24 | 7410 NEWCASTLE COURT, Vancouver, BC V5S 3Z3 | Electrical Permit | Commercial | Renovation | Completed | Installation / Repair - Commercial - Install a new disconnect and feeder from the meterstack splitter to power a new meter and house panel to provide power for electrical room heater and light and plug, room will be equiped with a motion light and a 500 watt fan force heater, no change to service as this is all existing but was powered by the attached unit. Amend: Mar 13th, 2023 select Grounding/Bonding Amend: Jun 06, 2023 -"We tried to use an open spot in the meter stack and have had to change back to separate meter base and disconnect as per hydro. we have made changes and will require another service inspection" | ELECTRICAL SAVVY CONTRACTING INC
EP-2022-09062 | 2022-10-25 | 7429 NEWCASTLE COURT, Vancouver, BC V5S 3Z3 | Electrical Permit | Commercial | Renovation - Dwelling Unit(s) only | Completed | Installation / Repair - Commercial - wiring for basement, includes bathroom, laundry. storage. and electrical panel replacement. >BP: Interior alterations to provide improvements to the basement level of this dwelling unit (townhouse) at this multiple dwelling building on this site. Scope of work includes validating the storage room partition wall, finishing the basement, furring out the exterior and party walls, cutting into the slab for new plumbing and relocating the electrical panel. | ELECTRICAL SAVVY CONTRACTING INC
PP-2022-03641 | 2022-10-12 | 7429 NEWCASTLE COURT, Vancouver, BC V5S 3Z3 | Plumbing Permit | Residential | Renovation | Completed | Residential - renovate basement bathroom and laundry ?? Interior alterations to provide improvements to the basement level of this dwelling unit (townhouse) at this multiple dwelling building on this site. Scope of work includes validating the storage room partition wall, finishing the basement, furring out the exterior and party walls, cutting into the slab for new plumbing and relocating the electrical panel. | Conor Whyte Plumbing And Heating Limited
EP-2023-00510 | 2023-03-13 | 7447 NEWCASTLE COURT, Vancouver, BC V5S 3Z3 | Electrical Permit | Commercial | Renovation | Completed | Installation / Repair - Commercial - Install a disconnect from the meterstack splitter to power a meter and house panel to provide power for electrical room heater and light and plug, room will be equipped with a motion light and a 500 watt fan force heater, no change to service as this is all existing but was powered by the attached unit. | ELECTRICAL SAVVY CONTRACTING INC
GP-2022-00095 | 2022-01-13 | 7360 TOBA PLACE, Vancouver, BC V5S 4B4 | Gas Permit | Residential | Renovation | Completed | Residential - Fireplace replacement 25M | Superior Gas Installations & Service Ltd
GP-2022-04156 | 2022-12-29 | 7263 CAMANO STREET, Vancouver, BC V5S 4B8 | Gas Permit | Residential | Renovation | Completed | Residential - Decommission and remove furnace | Ashton Service Group/Ashton Mechanical Ltd.
EP-2023-04485 | NULL | 7263 CAMANO STREET, Vancouver, BC V5S 4B8 | Electrical Permit | Residential | Renovation | Withdrawn | Installation / Repair - Residential - Adding circuit for heat pump | Douglas Millington o/a Moose Electric
EP-2023-01904 | NULL | 7263 CAMANO STREET, Vancouver, BC V5S 4B8 | Electrical Permit | Residential | Renovation | Withdrawn | Installation / Repair - Residential - We added a circuit for a heat pump outside | Douglas Millington o/a Moose Electric
EP-2023-01383 | 2023-10-20 | 7263 CAMANO STREET, Vancouver, BC V5S 4B8 | Electrical Permit | Residential | Addition | Issued | Installation / Repair - Residential - We installed a circuit for a heat pump *An approved mechanical permit is required for the installation of air conditioning or heat pump unit at the time of installation before an electrical inspection will be performed | Douglas Millington o/a Moose Electric
GP-2022-00625 | 2022-02-28 | 7210 QUATSINO DRIVE, Vancouver, BC V5S 4C3 | Gas Permit | Residential | Renovation - Dwelling Unit(s) only | Completed | Residential - Remove and replace furnace l | Erzsebet Kapas
GP-2023-00871 | 2023-03-10 | 7178 QUATSINO DRIVE, Vancouver, BC V5S 4C3 | Gas Permit | Residential | Renovation | Completed | Residential - Fulgor 30" Freestanding gas range | Han Appliances & Refrigeration Ltd
GP-2023-03578 | 2023-11-17 | 3180 E 58TH AVENUE #80, Vancouver, BC V5S 3S8 | Gas Permit | Residential | Renovation | Issued | Residential - replace gas water heater | Joyce Heating Services Ltd
PP-2023-01112 | 2023-03-30 | 3180 E 58TH AVENUE #83, Vancouver, BC V5S 3S8 | Plumbing Permit | Residential | Renovation - Dwelling Unit(s) only | Completed | Residential - UNIT #83 - Add new bathroom >BP: #83 Interior alterations of the basement of this existing townhouse on this existing multiple dwelling site. Scope of work includes removing interior walls to change the entire layout and adding a new 3-piece bathroom. | Westar Plumbing & Heating Ltd
EP-2023-03268 | 2023-04-20 | 3180 E 58TH AVENUE #83, Vancouver, BC V5S 3S8 | Electrical Permit | Commercial | Renovation | Completed | Installation / Repair - Commercial - Small Renovation project. according to the renovation plan, we change some basement ceiling pot lights and power receptacles. Original Service 70Amps, Automation Switch for 30amps Dry and A/C unit was existing. >BP: #83 Interior alterations of the basement of this existing townhouse on this existing multiple dwelling site. Scope of work includes removing interior walls to change the entire layout and adding a new 3-piece bathroom. | AIGO TECHNOLOGY INC
EP-2022-05845 | 2022-08-26 | 3180 E 58TH AVENUE #83, Vancouver, BC V5S 3S8 | Electrical Permit | Commercial | Renovation - Dwelling Unit(s) only | Issued | Installation / Repair - Commercial - Install a load miser (simple switch) In a townhouse for future air conditioner circuit | Vector Home Services Inc
MP-2022-00146 | 2022-08-25 | 3180 E 58TH AVENUE #83, Vancouver, BC V5S 3S8 | Mechanical Permit | NULL | NULL | Completed | NULL | Milani Electric Limited
EP-2022-07181 | 2022-08-26 | 3180 E 58TH AVENUE #83, Vancouver, BC V5S 3S8 | Electrical Permit | Residential | Renovation | Completed | Installation / Repair - Residential - Electrical supply for AC | Milani Electric Limited
EP-2023-03310 | 2023-04-19 | 3180 E 58TH AVENUE #89, Vancouver, BC V5S 3S8 | Electrical Permit | Commercial | Renovation | Completed | Installation / Repair - Commercial - test and clean up electrical branch circuits | Mark Rothberger
MP-2023-00880 | 2023-05-19 | 3180 E 58TH AVENUE #89, Vancouver, BC V5S 3S8 | Mechanical Permit | NULL | NULL | Completed | NULL | Westmount Heating Ltd
GP-2023-01566 | 2023-05-16 | 3180 E 58TH AVENUE #89, Vancouver, BC V5S 3S8 | Gas Permit | Residential | Renovation | Completed | Residential - replacement 1 gas furnace and install 1 tankless water heater | Joyce Heating Services Ltd
EP-2023-01571 | 2023-02-28 | 1575 BEACH AVENUE #1101, Vancouver, BC V6G 1Y5 | Electrical Permit | Residential | Renovation - Dwelling Unit(s) only | Completed | Installation / Repair - Residential - Minor renovation to apartment, including panel change to update breakers for safety. Also update Lights and outlets - plan is to have building maintenance disconnect power while we swap out the old 100amp panel and install a new one. The old panel breakers do not trip when they are supposed to, and so replacement was suggested. >BP: #1101 - interior alterations to existing residential dwelling unit #1101 on the 11th floor of this existing multiple building on this site. Scope of work: new millwork, kitchen and bathroom updates, electrical/ lighting work. Letters of assurance submitted: Sch B (Struct): Matthew Learn, P.Eng, 604.372.4800 Okay for Field Review per S. Yu on Aug 29, 2022 Notes: 1. Energy upgrade triggers: E2 - HVAC - Install timers (up to 60 minute), or humidistat for washroom fan(s) | Zadia Electrical Solutions
PP-2023-00449 | 2023-02-09 | 1575 BEACH AVENUE #1101, Vancouver, BC V6G 1Y5 | Plumbing Permit | Commercial | Renovation - Dwelling Unit(s) only | Completed | Commercial - SUITE #1101 - Installing new fixtures >BP: #1101 - interior alterations to existing residential dwelling unit #1101 on the 11th floor of this existing multiple building on this site. Scope of work: new millwork, kitchen and bathroom updates, electrical/ lighting work. | MCKIM MECHANICAL
GP-2022-01096 | 2022-04-07 | 3637 HANDEL AVENUE, Vancouver, BC V5S 4G7 | Gas Permit | Residential | Tenant Improvement | Completed | Residential - Re Re Furnace | Moore & Russell Heating Ltd
EP-2022-06190 | 2022-07-22 | 3637 HANDEL AVENUE, Vancouver, BC V5S 4G7 | Electrical Permit | Residential | Tenant Improvement | Completed | Installation / Repair - Residential - - No change to existing service - Electrical install for heat pump - BP not required - Mechanical Permit to be obtained | Moore And Russell Heating And Air Conditioning Ltd
EP-2023-00512 | 2023-03-13 | 7415 MEADOWLAND PLACE, Vancouver, BC V5S 3Z4 | Electrical Permit | Commercial | Renovation | Completed | Installation / Repair - Commercial - Install a disconnect from the meterstack splitter to power a meter and house panel to provide power for electrical room heater and light and plug, room will be equiped with a motion light and a 500 watt fan force heater, no change to service as this is all existing but was powered by the attached unit. Amend Jun 06,2023 -"We tried to use an open spot in the meter stack and have had to change back to separate meter base and disconnect as per hydro. we have made changes and will require another service inspection" | ELECTRICAL SAVVY CONTRACTING INC
EP-2023-00507 | 2023-01-24 | 7401 ECHO PLACE, Vancouver, BC V5S 3Z2 | Electrical Permit | Commercial | Renovation | Completed | Installation / Repair - Commercial - Install a new disconnect and feeder from the meterstack splitter to power a new meter and house panel to provide power for electrical room heater and light and plug, room will be equiped with a motion light and a 500 watt fan force heater, no change to service as this is all existing but was powered by the attached unit. Amend: Mar 13th, 2023 select Grounding/Bonding Amend: Jun 06, 2023 -"We tried to use an open spot in the meter stack and have had to change back to separate meter base and disconnect as per hydro. we have made changes and will require another service inspection" | ELECTRICAL SAVVY CONTRACTING INC
EP-2023-00506 | 2023-01-26 | 7532 WESTBANK PLACE, Vancouver, BC V5S 3Y6 | Electrical Permit | Commercial | Renovation | Completed | Installation / Repair - Commercial - insrtall a disconnect from the meterstack splitter to power a meter and house panel to provide power for electrical room heater and light and plug. room will be equiped with a motion light and a 500 watt fan force heater. no change to service as this is all existing but was powered by the attached unit. Amend: Mar 13th, 2023 change service to NEW | ELECTRICAL SAVVY CONTRACTING INC
GP-2022-02501 | 2022-08-23 | 7918 LIMEWOOD PLACE, Vancouver, BC V5S 4A7 | Gas Permit | Residential | Renovation | Completed | Residential - Decommission and remove furnace Outdoor Heat Pump unit installed at south side of home | Ashton Service Group/Ashton Mechanical Ltd.
EP-2023-01963 | 2023-09-13 | 7918 LIMEWOOD PLACE, Vancouver, BC V5S 4A7 | Electrical Permit | Residential | Renovation | Completed | Installation / Repair - Residential - Add circuit for heat pump | Douglas Millington o/a Moose Electric
EP-2022-07251 | 2022-08-29 | 8018 JADETREE COURT, Vancouver, BC V5S 4A8 | Electrical Permit | Residential | Renovation | Cancelled | Installation / Repair - Residential - ELECTRICAL SERVICE UPGRADE FROM 100A TO 200A | TLX Electric Inc
GP-2024-00055 | 2024-01-08 | 3461 E 49TH AVENUE #115, Vancouver, BC V5S 1M3 | Gas Permit | Residential | Renovation | Completed | Residential - Replacement of hot water tank | Hillcrest Plumbing & Heating (1991) Ltd
GP-2023-00899 | 2023-03-13 | 3461 E 49TH AVENUE #117, Vancouver, BC V5S 1M3 | Gas Permit | Residential | Renovation | Completed | Residential - gas furnace and hot water tank Re and Re | Airlink Heating and Plumbing Ltd
EP-2023-08547 | 2023-10-20 | 3683 BORHAM CRESCENT, Vancouver, BC V5S 3X2 | Electrical Permit | Residential | Renovation - Dwelling Unit(s) only | Issued | Installation / Repair - Residential - kitchen outlets upgrade retrofit led lighting roughwire only for electric car charger and heat pump CF-2023-007758 >BP: 3683 Borham Crescent Interior alterations to provide improvements to townhouse unit 3683 Borham Crescent at this existing multiple dwelling building on this site. OK for DTI per W.Wong | Nelson Grant Chow
GP-2023-03308 | NULL | 3683 BORHAM CRESCENT, Vancouver, BC V5S 3X2 | Gas Permit | Residential | Addition | Withdrawn | Residential - 1 Fireplace Run 5 feet gas line >BP: 3683 Borham Crescent Interior alterations to provide improvements to townhouse unit 3683 Borham Crescent at this existing multiple dwelling building on this site. OK for DTI per W.Wong (CF-2023-007758) | Fastgo System 2011 Inc DBA Fireplaces Unlimited
MP-2023-01871 | NULL | 3683 BORHAM CRESCENT, Vancouver, BC V5S 3X2 | Mechanical Permit | NULL | NULL | Withdrawn | NULL | Zephyr Heating and Air Conditioning Ltd
NULL | NULL | 3683 BORHAM CRESCENT, Vancouver, BC V5S 3X2 | Mechanical Permit | NULL | NULL | Draft | NULL | Zephyr Heating and Air Conditioning Ltd
MP-2023-01881 | 2023-10-19 | 3683 BORHAM CRESCENT, Vancouver, BC V5S 3X2 | Mechanical Permit | NULL | NULL | Completed | NULL | Zephyr Heating and Air Conditioning Ltd
GP-2023-03162 | 2023-10-23 | 3683 BORHAM CRESCENT, Vancouver, BC V5S 3X2 | Gas Permit | Residential | Renovation | Issued | Residential - Install gas 1 fireplace with vent & hookup | Fastgo System 2011 Inc DBA Fireplaces Unlimited
NULL | NULL | 3683 BORHAM CRESCENT, Vancouver, BC V5S 3X2 | Gas Permit | NULL | Renovation | Draft | - Install gas fireplace with vent & hookup | Fastgo System 2011 Inc DBA Fireplaces Unlimited
GP-2023-02745 | 2023-09-20 | 3683 BORHAM CRESCENT, Vancouver, BC V5S 3X2 | Gas Permit | Residential | Addition | Cancelled | Residential - Addition of Fire Place >BP: Interior alterations to provide improvements to townhouse unit 3683 Borham Crescent at this existing multiple dwelling building on this site. OK for DTI per W.Wong (CF-2023-007758) | PMC Prestige Mechanical Contracting Ltd
PP-2023-03250 | 2023-09-19 | 3683 BORHAM CRESCENT, Vancouver, BC V5S 3X2 | Plumbing Permit | Commercial | Renovation - Dwelling Unit(s) only | Issued | Commercial - Repipe Plumbing Water Pipe & Relocate Kitchen Sink >BP: 3683 Borham Crescent Interior alterations to provide improvements to townhouse unit 3683 Borham Crescent at this existing multiple dwelling building on this site. | PMC Prestige Mechanical Contracting Ltd
EP-2022-05407 | 2022-06-24 | 3681 BORHAM CRESCENT, Vancouver, BC V5S 3X2 | Electrical Permit | Residential | Tenant Improvement | Completed | Installation / Repair - Residential - Electrical install of heat pump. BP not required. NO change to existing service. | Moore And Russell Heating And Air Conditioning Ltd
EP-2023-06748 | NULL | 3677 BORHAM CRESCENT, Vancouver, BC V5S 3X2 | Electrical Permit | Residential | Renovation | Applicant Revisions | Installation / Repair - Residential - ¦ MURB- HP ¦ Adding in a heat pump- 30amps *An approved mechanical permit is required for the installation of air conditioning or heat pump unit at the time of installation before an electrical inspection will be performed | Allwest Electric Ltd
EP-2021-04930 | 2022-05-18 | 3669 BORHAM CRESCENT, Vancouver, BC V5S 3X2 | Electrical Permit | Residential | Renovation - Dwelling Unit(s) only | Completed | Installation / Repair - Residential - Supply and install new heat pump power supply and remove baseboard heaters. | Kato Electrical Inc
GP-2022-00434 | 2022-02-11 | 2345 QUAYSIDE COURT, Vancouver, BC V5P 4W2 | Gas Permit | Residential | New | Issued | Residential - Install a natural gas fireplace | Vancouver Gas Fireplaces Ltd
EP-2023-00511 | 2023-03-13 | 7404 MEADOWLAND PLACE, Vancouver, BC V5S 3Z4 | Electrical Permit | Commercial | Renovation | Completed | Installation / Repair - Commercial - Install a disconnect from the meterstack splitter to power a meter and house panel to provide power for electrical room heater and light and plug, room will be equiped with a motion light and a 500 watt fan force heater, no change to service as this is all existing but was powered by the attached unit. | ELECTRICAL SAVVY CONTRACTING INC
GP-2022-01513 | 2022-05-16 | 1782 SE MARINE DRIVE, Vancouver, BC V5P 2R8 | Gas Permit | Residential | Renovation | Completed | Residential - Replace furnace | Reid Brothers Plumbing & Heating Ltd
GP-2023-04017 | 2023-12-13 | 1782 SE MARINE DRIVE, Vancouver, BC V5P 2R8 | Gas Permit | Residential | Renovation - Dwelling Unit(s) only | Completed | Residential - Installing one on-demand water heater | Reid Brothers Plumbing & Heating Ltd
GP-2022-02255 | 2022-07-29 | 8489 NANAIMO STREET, Vancouver, BC V5P 4V8 | Gas Permit | Residential | Renovation | Completed | Residential - Re and Re | Airlink Heating and Plumbing Ltd
GP-2022-02253 | 2022-07-29 | 8485 NANAIMO STREET, Vancouver, BC V5P 4V8 | Gas Permit | Residential | Renovation | Completed | Residential - re and re | Airlink Heating and Plumbing Ltd
MP-2023-01159 | 2023-06-22 | 3150 E 58TH AVENUE #1, Vancouver, BC V5S 3S9 | Mechanical Permit | NULL | NULL | Completed | NULL | Westmount Heating Ltd
EP-2023-05330 | 2023-06-28 | 3150 E 58TH AVENUE #1, Vancouver, BC V5S 3S9 | Electrical Permit | Residential | Tenant Improvement | Completed | Installation / Repair - Residential - install circuit for Divee40 load share device. to share with wall oven and new 14.6 amp heat pump. | Tim Baker
PP-2023-02266 | 2023-06-27 | 3150 E 58TH AVENUE #3, Vancouver, BC V5S 3S9 | Plumbing Permit | Commercial | Renovation - Dwelling Unit(s) only | Issued | Commercial - UNIT #3 - Adding 1 toilet,1 Sink and shower in the basement with drainage right beside Please Note: Any Structural work may require a Building Permit | Infinity Pacific Mechanical Ltd
GP-2022-02857 | 2022-09-26 | 3150 E 58TH AVENUE #3, Vancouver, BC V5S 3S9 | Gas Permit | Residential | Renovation | Completed | Residential - Replacing furnace and hot water tank to high efficient system | Infinity Pacific Mechanical Ltd
MP-2024-00095 | 2024-01-23 | 3150 E 58TH AVENUE #3, Vancouver, BC V5S 3S9 | Mechanical Permit | NULL | NULL | Issued | NULL | Lumi HVAC Ltd
EP-2023-03093 | NULL | 3150 E 58TH AVENUE #4, Vancouver, BC V5S 3S9 | Electrical Permit | Commercial | Addition | Applicant Revisions | Installation / Repair - Commercial - power for heat pump compressor and air handle. -according to my calculation, can not add 6800w heat pump to exist panel. but after we talk to the manager of the bulding, we can take other selotion: share the heatpump power with exist dryer outlet with splice device *MP-2023-00707: Completed (Heating and Cooling) | Green Mountain Multitech Ltd
NULL | NULL | 3150 E 58TH AVENUE #4, Vancouver, BC V5S 3S9 | Gas Permit | Residential | Renovation - Dwelling Unit(s) only | Withdrawn | Residential - HEAT PUMP INSTALL | CoStar Home Energy Ltd
MP-2023-00707 | 2023-04-26 | 3150 E 58TH AVENUE #4, Vancouver, BC V5S 3S9 | Mechanical Permit | NULL | NULL | Completed | NULL | CoStar Home Energy Ltd
PP-2022-00899 | NULL | 1717 BAYSHORE DRIVE #902, Vancouver, BC V6G 3H3 | Plumbing Permit | Commercial | New | Cancelled | Commercial - NEW | WHITE HILL PLUMBING & HEATING LTD
PP-2023-01485 | 2023-04-27 | 1233 W CORDOVA STREET #404, Vancouver, BC V6C 3R1 | Plumbing Permit | Residential | Renovation - Dwelling Unit(s) only | Completed | Residential - Minor bathroom reno - new tiling requires Schulter drain adapter kit installed. Waterproofing/surround by others. >BP: Interior alteration to provide improvements to Unit #404 on the fourth floor of this existing multiple dwelling building on this site. Scope of work includes replacement of tile in ensuite, tub and shower area only. Will require replacement of drywall. | Kits Plumbing and Heating Ltd
PP-2023-01464 | NULL | 1233 W CORDOVA STREET #404, Vancouver, BC V6C 3R1 | Plumbing Permit | Residential | Tenant Improvement | Withdrawn | Residential - Tile replacement in shower area requires the installation of new Schluter drain adaptor assembly on existing cast in place hub. Shower waterproofing membrane is being installed and a flood test will be performed prior to tile installation, therefore inspection is required. >BP: Interior alteration to provide improvements to Unit #404 on the fourth floor of this existing multiple dwelling building on this site. Scope of work includes replacement of tile in ensuite, tub and shower area only. Will require replacement of drywall. | Woodquest Construction Ltd
SP-2023-01042 | 2023-06-13 | 1717 BAYSHORE DRIVE #307, Vancouver, BC V6G 3H3 | Sprinkler Permit | Commercial | Renovation - Dwelling Unit(s) only | Issued | Commercial - For sprinkler system alterations to the 2019 VBBL and NFPA 13, 2013 for the tenant improvements to provide interior alterations to #307 on the 3rd floor of this existing multiple dwelling building on this site. Engineer of Record: Dan Wong 778-847-0572 denveng7@gmail.com | Five Star Fire Protection Ltd
PP-2023-03273 | 2023-09-14 | 1717 BAYSHORE DRIVE #307, Vancouver, BC V6G 3H3 | Plumbing Permit | Residential | Renovation | Issued | Residential - Full plumbing renovation >BP: #307 Interior alterations to provide improvements to #307 on the 3rd floor of this existing multiple dwelling building on this site. Scope of work is to demolish and construct non-load bearing interior walls, bathroom and kitchen updates, electrical and plumbing work. Note to applicant: The services of a structural engineer may be required, based upon site inspection by the District Building Inspector | Costello and Co. Plumbing Inc
EP-2023-08422 | 2023-09-19 | 1717 BAYSHORE DRIVE #307, Vancouver, BC V6G 3H3 | Electrical Permit | Residential | Renovation | Issued | Installation / Repair - Residential - Rewire of condominium including kitchen, bathrooms, bedrooms and interior areas. >BP: Interior alterations to provide improvements to #307 on the 3rd floor of this existing multiple dwelling building on this site. Scope of work is to demolish and construct non-load bearing interior walls, bathroom and kitchen updates, electrical and plumbing work. Note to applicant: The services of a structural engineer may be required, based upon site inspection by the District Building Inspector OK for Field Review as per S.Yu on April 25, 2023 | WESTPEAK ELECTRICAL LTD
SP-2022-00326 | 2022-03-09 | 555 JERVIS STREET #902, Vancouver, BC V6E 4N1 | Sprinkler Permit | Commercial | Tenant Improvement | Completed | Commercial - add and relocate sprinkler heads to suit new layout #902 Interior alterations to provide improvements to dwelling unit #902 on the 9th floor of this existing multiple dwelling building on this site. *****This application does not include any of the following: 1. Not more than 20 sprinklers (add, relocate, or remove), 2. hydraulic calculations, 3. change in occupancy and /or hazard classification, 4. warehouse storage arrangements, 5. mobile compact storage arrangements, 6. alternative solutions, 7. changes to the sprinkler system supply piping (e.g. valves, mains, cross-mains, branch-lines, etc.), or 8. flexible sprinkler pipe. | Alpine Sprinkler Systems Ltd
EP-2022-03054 | 2022-04-14 | 555 JERVIS STREET #902, Vancouver, BC V6E 4N1 | Electrical Permit | Residential | Renovation | Completed | Installation / Repair - Residential - TV., TEL., DATA, and some automation. >BP: Interior alterations to provide improvements to dwelling unit #902 on the 9th floor of this existing multiple dwelling building on this site. OK for Field Review per Kim V - Oct 26/21 E2 - Retrofit Path: 1 @ E2 Note to applicant: The services of a structural engineer may be required, based upon site inspection by the District Building Inspector. A Sprinkler permit may be required, as determined by the District Building Inspector. Energy checklist is currently no longer required with your Building Permit (BP) application. Some supporting documents are still required at BP stage, specifically Envelope and HVAC, if applicable. Service Water Heating and Lighting supporting documents, if applicable, must be submitted with your related Trades permits (e.g. electrical and plumbing). All energy upgrades will be checked during inspections stage. It is the applicant’s responsibility to identify and note all required upgrades including energy upgrades on their BP drawings at BP stage. | Modern Security Systems Ltd
PP-2022-01416 | 2022-04-27 | 555 JERVIS STREET #902, Vancouver, BC V6E 4N1 | Plumbing Permit | Residential | Renovation - Dwelling Unit(s) only | Completed | Residential - Replacing old poly b piping and drainage rough for new fixtures #902 Interior alterations to provide improvements to dwelling unit #902 on the 9th floor of this existing multiple dwelling building on this site. | Point Grey Plumbing & Heating Ltd
EP-2022-04652 | 2022-06-03 | 555 JERVIS STREET #902, Vancouver, BC V6E 4N1 | Electrical Permit | Residential | Renovation | Issued | Installation / Repair - Residential - apartment unit rewiring and finishing -replacing lighting -relocating the panel | DREAM ELECTRIC LTD
GP-2023-03941 | 2023-12-08 | 2361 QUAYSIDE COURT, Vancouver, BC V5P 4W2 | Gas Permit | Residential | New | Issued | Residential - Replacement of gas fireplace | Kirkstone Heating Ltd
EP-2023-09205 | 2023-10-26 | 2373 QUAYSIDE COURT, Vancouver, BC V5P 4W2 | Electrical Permit | Commercial | Renovation | Completed | Installation / Repair - Commercial - Move junction boxes- 2nd bedroom to center of room, bathroom from ceiling to vanity wall NO work will be done in any part of the fire separation per contractor Over the range microwave circuit installation Switch for kitchen light fixture Move switch for outside light from living room to kitchen | Kato Electrical Inc
EP-2022-05400 | 2022-06-24 | 2377 QUAYSIDE COURT, Vancouver, BC V5P 4W2 | Electrical Permit | Residential | Tenant Improvement | Completed | Installation / Repair - Residential - Electrical install of heat pump. BP not required. No change to existing service | Moore And Russell Heating And Air Conditioning Ltd
GP-2023-02001 | 2023-07-05 | 3688 BORHAM CRESCENT, Vancouver, BC V5S 3X1 | Gas Permit | Residential | Addition | Completed | Residential - 1 Gas insert fireplace installation | Vaglio Fireplace LTD
GP-2023-00262 | 2023-01-23 | 1846 SE MARINE DRIVE, Vancouver, BC V5P 2R8 | Gas Permit | Residential | Addition | Completed | Residential - TO INSTALL 1 FURNACE AND 1 TANKLESS WATER HEATER | BC Care Heating Services Ltd
EP-2024-00412 | NULL | 7355 TOBA PLACE, Vancouver, BC V5S 4B4 | Electrical Permit | Residential | New | Submitted | Interim - Residential - HEAT PUMP INSTALL | Reliance Comfort Limited Partnership
MP-2024-00071 | 2024-01-17 | 7355 TOBA PLACE, Vancouver, BC V5S 4B4 | Mechanical Permit | NULL | NULL | Issued | NULL | Reliance Comfort Limited Partnership
GP-2023-03976 | 2023-12-11 | 3150 E 58TH AVENUE #36, Vancouver, BC V5S 3S9 | Gas Permit | Residential | Renovation | Completed | Residential - replace gas furnace | Joyce Heating Services Ltd
EP-2023-10980 | 2024-02-02 | 3150 E 58TH AVENUE #36, Vancouver, BC V5S 3S9 | Electrical Permit | Commercial | Tenant Improvement | Issued | Installation / Repair - Commercial - install cct for heat pump complete with disconnect -DIVVEE-40 with heat pump and electric range *MP-2023-02187: Issued (Heating and Cooling) | Tim Baker
MP-2023-02187 | 2023-12-07 | 3150 E 58TH AVENUE #36, Vancouver, BC V5S 3S9 | Mechanical Permit | NULL | NULL | Issued | NULL | Westmount Heating Ltd
GP-2022-02690 | 2022-09-08 | 3150 E 58TH AVENUE #37, Vancouver, BC V5S 3S9 | Gas Permit | Residential | Renovation | Completed | Residential - replace gas water heater | Joyce Heating Services Ltd
EP-2022-05497 | 2022-07-07 | 3150 E 58TH AVENUE #38, Vancouver, BC V5S 3S9 | Electrical Permit | Commercial | Tenant Improvement | Completed | Installation / Repair - Commercial - Electrical install of heat pump, installation of a DCC12 controller. BP not required. No change to existing service. | Moore And Russell Heating And Air Conditioning Ltd
EP-2022-08129 | 2022-10-03 | 3150 E 58TH AVENUE #39, Vancouver, BC V5S 3S9 | Electrical Permit | Residential | Renovation | Completed | Installation / Repair - Residential - UNIT# 39 Add 40 A electric vehicle charger Amend: Oct 5, 2022 We are now going with EV energy management system. DCC-10-30 5760W of EV Charging capability. -See Attached drawing Amend: Oct 7, 2022 Cost of Job increase to $2700. DCC-10-30 unavailable, using DCC-12 | Andrew Azar
GP-2023-00210 | 2023-01-18 | 3150 E 58TH AVENUE #39, Vancouver, BC V5S 3S9 | Gas Permit | Residential | Renovation | Completed | Residential - Install gas line in a stove | ROMA Heating Ltd
EP-2022-07626 | 2022-09-13 | 1717 BAYSHORE DRIVE #701, Vancouver, BC V6G 3H3 | Electrical Permit | Commercial | Renovation - Dwelling Unit(s) only | Completed | Installation / Repair - Commercial - Inspect meter base for suspected loose connection and tighten if needed. Requires co-ordination with BC Hydro meter tech to pull meter. No changes to Service. Amendment service size to 120/208-volts and 125-amps 2022-10-06 | Wespac Electrical Contractor Ltd
EP-2023-09487 | 2023-10-31 | 590 NICOLA STREET #1301, Vancouver, BC V6G 3J8 | Electrical Permit | Commercial | Renovation - Dwelling Unit(s) only | Completed | Installation / Repair - Commercial - ¦ MURB: RENO ¦ We are just doing washrooms remodelling like changing lights washroom fans and installing strip lights. Also one wall is moved so just shifted the switch plug. >BP: Interior alterations to provide improvements to dwelling unit #1301 on the 13th floor of this multiple dwelling building on this site. OK for DTI per W. Wong August 3, 2023 | Supercharger Electric Ltd
PP-2023-03620 | 2023-10-13 | 590 NICOLA STREET #1301, Vancouver, BC V6G 3J8 | Plumbing Permit | Commercial | Renovation - Dwelling Unit(s) only | Completed | Commercial - Two bathroom renovation. - Rough in a new shower/tub valve and a new bathtub - Rough in two new shower valves and bases - All other fixtures remain in the exact location. >BP: #1301 Interior alterations to provide improvements to dwelling unit #1301 on the 13th floor of this multiple dwelling building on this site. | Hippo Plumbing and Heating Ltd
EP-2022-06622 | NULL | 3550 E 49TH AVENUE #5, Vancouver, BC V5S 1M4 | Electrical Permit | Residential | Addition | Application Incomplete | Installation / Repair - Residential - Install a load sharing device for an air conditioner. Inspect wiring for air conditioner that was previously installed. | Finn Electric Ltd DBA Litespan Electric
GP-2022-02878 | 2022-09-23 | 3340 FLAGSTAFF PLACE, Vancouver, BC V5S 4K8 | Gas Permit | Residential | Renovation | Completed | Residential - Re&Re Furnace BTU: 70.000 | Milani Plumbing Heating & Air Conditioning Ltd
EP-2022-00116 | 2022-01-19 | 3331 FLAGSTAFF PLACE, Vancouver, BC V5S 4K9 | Electrical Permit | Residential | Addition | Completed | Installation / Repair - Residential - Install 12x WF4 pot lights and 4x dimmer switches; wiring as required. -just fishing in some reno pot lights from an existing circuit. No fire rated walls. | Houle Electric Limited
GP-2022-01663 | 2022-05-31 | 3417 E 49TH AVENUE #32, Vancouver, BC V5S 1M1 | Gas Permit | Residential | Renovation | Completed | Residential - Apply for gas permit for a furance replacement job done by other contractor. | Vector Home Services Inc
EP-2023-09007 | 2023-10-23 | 1238 SEYMOUR STREET #1103, Vancouver, BC V6B 6J3 | Electrical Permit | Commercial | Renovation - Dwelling Unit(s) only | Completed | Installation / Repair - Commercial - To install 5 LED pot lights, 1 under cabinet LED ribbon light, 1 circuit for a microwave/hood fan. | Eltec Electric Ltd
EP-2022-09715 | 2022-11-17 | 809 DAVIE STREET, Vancouver, BC V6Z 1B7 | Electrical Permit | Commercial | Addition | Completed | Installation / Repair - Commercial - Low voltage installation of security alarm system | Telus Custom Security Systems Inc
EP-2022-00930 | 2022-02-08 | 1080 HOWE STREET #702, Vancouver, BC V6Z 2T1 | Electrical Permit | Commercial | Renovation | Completed | Installation / Repair - Commercial - Instal a new dedicated 120 volts ,20 amps outlet Amend: Apr 7, 2022 Please correct the address to 1090 Howe St, Unit 702 Also, the scope is the installation of a 208volts, 1000 watts baseboard heater including a new circuit. Amend: Oct 12, 2022 correct the building number, to 1080 Howe St, suite 702 | Wirechief Electric Ltd
EP-2023-05400 | 2023-07-13 | 989 RICHARDS STREET #2101, Vancouver, BC V6B 6R6 | Electrical Permit | Residential | Addition | Completed | Installation / Repair - Residential - Install 30 amp circuit for Air conditioning *An approved mechanical permit is required for the installation of air conditioning or heat pump unit at the time of installation before an electrical inspection will be performed | Red Ryno Energy Ltd
MP-2023-01850 | 2023-10-16 | 989 RICHARDS STREET #2101, Vancouver, BC V6B 6R6 | Mechanical Permit | NULL | NULL | Issued | NULL | Tek Climate Heating & Air Conditioning Ltd
EP-2022-05501 | 2022-06-28 | 979 RICHARDS STREET, Vancouver, BC V6B 3B6 | Electrical Permit | Residential | Renovation | Completed | Installation / Repair - Residential - Install and Replace led light fixtures. Relocate and add switch and plugs. Fix exposed wiring. Relocate kitchen switch and plugs Interior alteration to provide improvements to this existing townhouse Scope of work include: - Remove the entry closets, - Relocate the sprinkler heads, - Update to the kitchen cabinets and layout - Update Bathroom tiles, and fixtures - Move the main bathroom door on the main floor - Install new wall to create Storage on the upper floor | Prowatt Electric Inc
GP-2022-01983 | 2022-07-06 | 979 RICHARDS STREET, Vancouver, BC V6B 3B6 | Gas Permit | Residential | Renovation - Dwelling Unit(s) only | Cancelled | Residential - Venting & Hookup Only FOR FIREPLACE Interior alteration to provide improvements to this existing townhouse Scope of work include: - Remove the entry closets, - Relocate the sprinkler heads, - Update to the kitchen cabinets and layout - Update Bathroom tiles, and fixtures - Move the main bathroom door on the main floor - Install new wall to create Storage on the upper floor | REAL LIGHTING & FIREPLACES LTD
PP-2022-02021 | 2022-06-24 | 979 RICHARDS STREET, Vancouver, BC V6B 3B6 | Plumbing Permit | Commercial | Renovation | Completed | Commercial - relocate the water lines for the kitchen, adding a water line for fridge, installation of 1 bathtub and 1 shower Interior alteration to provide improvements to this existing townhouse Scope of work include: - Remove the entry closets, - Relocate the sprinkler heads, - Update to the kitchen cabinets and layout - Update Bathroom tiles, and fixtures - Move the main bathroom door on the main floor - Install new wall to create Storage on the upper floor | A Plus Plumbing Ltd
SP-2022-00799 | 2022-07-26 | 979 RICHARDS STREET, Vancouver, BC V6B 3B6 | Sprinkler Permit | Residential | Renovation - Dwelling Unit(s) only | Completed | Residential - Add (1) & Relocate (2) Sprinklers to townhouse renovation. Interior alteration to provide improvements to this existing townhouse Scope of work include: - Remove the entry closets, - Relocate the sprinkler heads, - Update to the kitchen cabinets and layout - Update Bathroom tiles, and fixtures - Move the main bathroom door on the main floor - Install new wall to create Storage on the upper floor | Levitt Safety Limited
PP-2023-00081 | 2023-01-11 | 1323 HOMER STREET #201, Vancouver, BC V6B 5T1 | Plumbing Permit | Commercial | Renovation | Completed | Commercial - Partial replacement of sanitary drainage piping | CURAFLO OF BRITISH COLUMBIA LTD
NULL | NULL | 971 BEATTY STREET, Vancouver, BC V6Z 3C5 | Mechanical Permit | NULL | NULL | Withdrawn | NULL | NULL
MP-2023-01068 | 2023-06-09 | 971 BEATTY STREET, Vancouver, BC V6Z 3C5 | Mechanical Permit | NULL | NULL | Completed | NULL | Gandy Installations Ltd
GP-2023-02044 | 2023-07-07 | 971 BEATTY STREET, Vancouver, BC V6Z 3C5 | Gas Permit | Residential | Renovation | Cancelled | Residential - Wolf 30" Gas cooktop | Han Appliances & Refrigeration Ltd
EP-2023-08773 | 2023-09-29 | 1225 RICHARDS STREET, Vancouver, BC V6B 1E6 | Electrical Permit | Commercial | Addition | Completed | Installation / Repair - Commercial - Install two EV chargers at parking stall #20 and stall #21. Install branch circuits 208V 50A with circuit breaker disconnect. Install EV charger at each parking stall. Install 240V 100A 4-wire splitter in parkade to repurpose existing 100A rated teck cable and feed both charging branch circuits. Both circuits to be fed from an existing 100A rated teck cable which previously fed a CRU at 528 Davie Street. Both 528 Davie St and 518 Davie St have been provided with new 200A services fed from a different point in the distribution. The existing meter centre which originally fed these CRUs is fed from a 208V 600A switch. There are four CRU meter positions rated at 100A, and one CRU meter position rated at 200A. Two of these 100A positions are now free. As such, a load calculation should not be required for this installation. | Newtech Electrical Services Ltd
NULL | NULL | 1225 RICHARDS STREET #1001, Vancouver, BC V6B 1E6 | Electrical Permit | Commercial | Addition | Withdrawn | Installation / Repair - Commercial - dfgsdfg | Newtech Electrical Services Ltd
EP-2023-06549 | NULL | 1155 SEYMOUR STREET #2002, Vancouver, BC V6B 1K2 | Electrical Permit | Commercial | Renovation | Applicant Revisions | Installation / Repair - Commercial - Wiring of mini split A/C unit. -MP-2023-01034 | Mountain Point Electrical Inc.
MP-2023-01034 | 2023-06-14 | 1155 SEYMOUR STREET #2002, Vancouver, BC V6B 1K2 | Mechanical Permit | NULL | NULL | Issued | NULL | Eco Pro Heating & Cooling Ltd
EP-2023-01168 | 2023-02-13 | 1238 RICHARDS STREET #2802, Vancouver, BC V6B 3G2 | Electrical Permit | Residential | Renovation | Completed | Installation / Repair - Residential - Electrical supply for Dsplit | Milani Electric Limited
MP-2022-00572 | 2022-11-17 | 1238 RICHARDS STREET #2802, Vancouver, BC V6B 3G2 | Mechanical Permit | NULL | NULL | Completed | NULL | Milani Electric Limited
SP-2023-00659 | 2023-04-17 | Part of 4th floor 1125 HOWE STREET #400, Vancouver, BC V6Z 2K8 | Sprinkler Permit | Commercial | Tenant Improvement | Completed | Commercial - Add and relocate sprinkler heads to suit new layout. >BP: #410 and #430 - 4th floor Interior alterations to demise the existing full floor office unit #400 into two units to be #410 and #430 for a new office tenant occupying both units. Scope of work: remove interior partition walls, doors and construct new demising walls, new public corridor, door, finishes, millwork, lighting, electrical and sprinkler work. *****This application does not include any of the following: 1. Not more than 20 sprinklers (add, relocate, or remove), 2. hydraulic calculations, 3. change in occupancy and /or hazard classification, 4. warehouse storage arrangements, 5. mobile compact storage arrangements, 6. alternative solutions, 7. changes to the sprinkler system supply piping (e.g. valves, mains, cross-mains, branch-lines, etc.), or 8. flexible sprinkler pipe | Alpine Sprinkler Systems Ltd
SP-2022-01071 | 2022-08-02 | 806 HOMER STREET #B12, Vancouver, BC V6B 2W5 | Sprinkler Permit | Commercial | Tenant Improvement | Completed | Commercial - ADD 1 SPRINKLER HEAD >Interior alterations to provide improvements to this existing Fitness Centre Class 2 tenant in unit B-12 in the basement of this commercial building on this site. Scope of work includes: Adding new partition walls and 20"H raised floor for Spin Room. Notes: 1. Energy upgrade triggers: E2 - Lighting - Upgrade to Local Control (per 9.4.1.1.(a) of ASHRAE 90.1-2016) 2. Sprinkler Contractor: Priority Fire Systems Ltd., 604.255.4591. *****This application does not include any of the following: 1. Not more than 20 sprinklers (add, relocate, or remove), 2. hydraulic calculations, 3. change in occupancy and /or hazard classification, 4. warehouse storage arrangements, 5. mobile compact storage arrangements, 6. alternative solutions, 7. changes to the sprinkler system supply piping (e.g. valves, mains, cross-mains, branch-lines, etc.), or 8. flexible sprinkler pipe. | Priority Fire Systems Ltd
EP-2022-05655 | 2022-07-05 | 806 HOMER STREET #B12, Vancouver, BC V6B 2W5 | Electrical Permit | Commercial | Tenant Improvement | Completed | Installation / Repair - Commercial - Install plugs, 5 switches, 10 pot lights, led strip light, relocate 6 track lights & 2 exit signs Interior alterations to provide improvements to this existing Fitness Centre Class 2 tenant in unit B-12 in the basement of this commercial building on this site. Scope of work includes: Adding new partition walls and 20"H raised floor for Spin Room. | Blueline Electrical Services Ltd
EP-2022-07298 | 2022-08-31 | 806 HOMER STREET #B12, Vancouver, BC V6B 2W5 | Electrical Permit | Commercial | New | Completed | Installation / Repair - Commercial - wiring for speakers and rough in for security alarm >BP: #B12 - Basement Interior alterations to provide improvements to this existing Fitness Centre Class 2 tenant in the basement (#B-12) in this existing commercial building on this site. Scope of work: construct new partition walls and 20"H raised floor for Spin Room. REVISION #1 - Change doors to spin room from 60" double doors to 36" single door. Aug.5/22 mk Notes: 1. Energy upgrade triggers: E2 - Lighting - Upgrade to Local Control (per 9.4.1.1.(a) of ASHRAE 90.1-2016) 2. Sprinkler Contractor: Priority Fire Systems Ltd., 604.255.4591. | Premier Audio & Home Integration Inc
PP-2023-03514 | 2023-10-05 | 1202 HOMER STREET, Vancouver, BC V6B 2Y5 | Plumbing Permit | Commercial | Renovation | Issued | Commercial - SUITE #1202 - Rough in and installation for one sink . >BP: #1202 Interior alterations to provide improvements and change of use from Retail Store to Health Care Office to this site. Scope of work: new doors, sink, and electrical, plumbing, and sprinkler. | Advantage Home Service Ltd
EP-2023-09354 | 2023-10-17 | 1202 HOMER STREET, Vancouver, BC V6B 2Y5 | Electrical Permit | Commercial | Renovation | Issued | Installation / Repair - Commercial - 2 existing FA speakers were relocated by 4-6 feet, 2 new FA speakers were installed. Rough-in is all done, this work was already inspected, the inspector just asked to pull separate permit for this FA work. >BP: #1202 Interior alterations to provide improvements and change of use from Retail Store to Health Care Office to this site. Scope of work: new doors, sink, and electrical, plumbing, and sprinkler. REVISION#1: Change of General Contractor from Regency Custom Homes Ltd to Omega Construction Corporation. July 25, 2023 (EV) OK for field review as per Candice Yue May 4, 2023. Separate permit(s) will be required for any future tenant improvements. Energy checklist is currently no longer required with your Building Permit application. Some supporting documents are still required at BP stage, specifically Envelope and HVAC, if applicable. Service Water Heating and Lighting supporting documents, if applicable, must be submitted with your related trade’s permits (e.g. electrical and plumbing). This building is sprinklered. A separate sprinkler permit is required for all related work. | Lukas Kadlcek
SP-2023-01578 | 2023-08-29 | 1202 HOMER STREET, Vancouver, BC V6B 2Y5 | Sprinkler Permit | Commercial | Renovation - Dwelling Unit(s) only | Completed | Commercial - add 4 new pendent into new ceiling >BP: #1202 Interior alterations to provide improvements and change of use from Retail Store to Health Care Office to this site. Scope of work: new doors, sink, and electrical, plumbing, and sprinkler. REVISION#1: Change of General Contractor from Regency Custom Homes Ltd to Omega Construction Corporation. July 25, 2023 (EV) | Five Star Fire Protection Ltd
EP-2023-07854 | 2023-08-30 | 1202 HOMER STREET, Vancouver, BC V6B 2Y5 | Electrical Permit | Commercial | Renovation | Issued | Installation / Repair - Commercial - Relocate outlet, installation of new branch circuits, data runs, lighting. >BP: Interior alterations to provide improvements and change of use from Retail Store to Health Care Office to this site. Scope of work: new doors, sink, and electrical, plumbing, and sprinkler. REVISION#1: Change of General Contractor from Regency Custom Homes Ltd to Omega Construction Corporation. July 25, 2023 (EV) OK for field review as per Candice Yue May 4, 2023. Separate permit(s) will be required for any future tenant improvements. Energy checklist is currently no longer required with your Building Permit application. Some supporting documents are still required at BP stage, specifically Envelope and HVAC, if applicable. Service Water Heating and Lighting supporting documents, if applicable, must be submitted with your related trade’s permits (e.g. electrical and plumbing). This building is sprinklered. A separate sprinkler permit is required for all related work. | M G S Electric Inc
PP-2022-02416 | 2022-07-13 | 1208 HOMER STREET #128, Vancouver, BC V6B 2Y5 | Plumbing Permit | Commercial | Addition | Completed | Commercial - new sinks and laundry box 2 backflow preventers >Interior alterations and change of use from Retail to Hair Salon in this existing Municipally Designated Heritage B mixed use building on this site. Scope of work is to install new plumbing lines and new millwork. New Tenant: Yaletown Hair Studio Ok for field review per Jamie Z - May 16, 2022 Notes: - Energy Upgrade: E2 - Lighting - Upgrade to Local Control (per 9.4.1.1.(a) of ASHRAE 90.1-2016). - This building is sprinklered. DBI to determine on site if a separate sprinkler permit is required. - No translucent or opaque film, artwork, posters, shelving, display cases or similar elements are to be installed on or directly outside or inside of the approved glazing frontages and windows. A separate sign permit is required. | BD Plumbing
PP-2023-03517 | 2023-10-05 | 605 DAVIE STREET, Vancouver, BC V6B 2G6 | Plumbing Permit | Commercial | Addition | Completed | Commercial - Add one RPBA for mop sink | Seven Mechanical Ltd
NULL | NULL | 969 RICHARDS STREET #1203, Vancouver, BC V6B 1A8 | Electrical Permit | Residential | Renovation | Draft | Installation / Repair - Residential - Kitchen reno. New circuit for oven and counter plug | Line In Electric Ltd
EP-2022-01206 | 2022-02-22 | 969 RICHARDS STREET #1203, Vancouver, BC V6B 1A8 | Electrical Permit | Residential | Renovation | Completed | Installation / Repair - Residential - kitchen reno. new circuit for kitchen counter plug and oven -relocating two existing light fixtures at kitchen. No new lighting - We are pulling new lines from the existing panel. | Line In Electric Ltd
NULL | NULL | 969 RICHARDS STREET #1203, Vancouver, BC V6B 1A8 | Electrical Permit | Residential | Renovation | Draft | Installation / Repair - Residential - Kitchen reno. New circuit for oven and counter plugs. Switch and light install. | NULL
SP-2023-00756 | NULL | 1278 GRANVILLE STREET, Vancouver, BC V6Z 3B2 | Sprinkler Permit | Commercial | Tenant Improvement | Applicant Revisions | Commercial - TWO UNITS BEING ADDED TO AN EXISTING RESIDENTIAL BUILDING. >BP: Interior alterations to add the second floor by dividing double ceiling of CRU (group E) at 1274 Granville St Change of Major Occupancy into CRU on the main floor (1274 Granville St) and two dwelling units (group C; Unit #211 & #213) on the second floor thereby increasing the number of dwelling units from 88 units to 90 units in this existing Mixed-Use high-rise building. This work is to stratify the new two dwelling units. | NULL
PP-2023-00207 | 2023-03-30 | 1155 SEYMOUR STREET #2702, Vancouver, BC V6B 1K2 | Plumbing Permit | Residential | Renovation | Completed | Residential - Replace Shower **No Building alterations or Building work otherwise a BP will be required | Elias J Galpin
EP-2022-03509 | 2022-05-06 | 1238 SEYMOUR STREET #2002, Vancouver, BC V6B 6J3 | Electrical Permit | Commercial | Renovation | Completed | Installation / Repair - Commercial - bathroom renovation, installing floor heat and installing under cabinet light. | Amir Hossein Rastjoo
EP-2022-01287 | 2022-02-17 | 933 SEYMOUR STREET #408, Vancouver, BC V6B 6L6 | Electrical Permit | Commercial | New | Completed | Installation / Repair - Commercial - #408 INSTALLATION OF WIRELESS Security ALARM SYSTEM | Telus Custom Security Systems Inc
SP-2023-02261 | 2023-12-21 | 1185 MAINLAND STREET, Vancouver, BC V6B 5P2 | Sprinkler Permit | Commercial | Tenant Improvement | Issued | Commercial - Relocating (x2) Sprinkler heads located at 1185 Mainland >BP: 1185 Mainland Street To change the use of this existing liquor store (E occupancy) to retail store (Korean Grocery products) in this existing mixed use building on this site. | Fire Pro Fire Protection Ltd.
EP-2023-05399 | 2023-06-29 | 1010 RICHARDS STREET #1107, Vancouver, BC V6B 1G2 | Electrical Permit | Commercial | Renovation | Completed | Installation / Repair - Commercial - Electrical supply for Dsplit -reference: MP-2023-01102 | Milani Electric Limited
MP-2023-01102 | 2023-06-15 | 1010 RICHARDS STREET #1107, Vancouver, BC V6B 1G2 | Mechanical Permit | NULL | NULL | Completed | NULL | Milani Electric Limited
NULL | NULL | 1238 SEYMOUR STREET #1210, Vancouver, BC V6B 6J3 | Plumbing Permit | Residential | Renovation | Withdrawn | Residential - Replacing shut off valves and re & re bathtub. | Western Star Plumbing Ltd
PP-2022-01487 | NULL | 1238 SEYMOUR STREET #1210, Vancouver, BC V6B 6J3 | Plumbing Permit | Residential | Renovation - Dwelling Unit(s) only | Cancelled | Residential - Replace shut off valves and bathtub re & re | Western Star Plumbing Ltd
PP-2022-01420 | 2022-05-03 | 1238 SEYMOUR STREET #1210, Vancouver, BC V6B 6J3 | Plumbing Permit | Residential | Renovation - Dwelling Unit(s) only | Completed | Residential - Bathroom renovation - Replacing the existing bathroom amenities. The removal of the tub, toilet, vanity and replacing it with shower, toilet and vanity. No plumbing will be remove or relocated. Updating the water valves will be done. AMEND: MAY 4/2022 STRATA LETTER UPLOADED | Western Star Plumbing Ltd
EP-2022-02472 | NULL | 1188 RICHARDS STREET #305, Vancouver, BC V6B 3E6 | Electrical Permit | Residential | Renovation | Withdrawn | Installation / Repair - Residential - Add circuit for electrical oven and remove two electrical outlets | Allone Electric Ltd
PP-2023-03338 | 2023-10-11 | 1189 HOWE STREET #709, Vancouver, BC V6Z 2X4 | Plumbing Permit | Commercial | Renovation | Issued | Commercial - RERE for kitchen sink, bathroom tub, toilet and sink. Updating. **No Building alterations otherwise a BP will be required | Dual Temp Mechanical Ltd
PP-2022-04496 | 2022-12-16 | 508 DAVIE STREET, Vancouver, BC V6B 2G4 | Plumbing Permit | Commercial | Addition | Completed | Commercial - As per inspector Sheldon Stevenson, install 1 backflow for compressor flow thru in garbage room and one backflow for the combi oven in the kitchen | Maestro Plumbing Heating & Air Conditioning Ltd
MP-2023-01625 | 2023-09-06 | 1001 RICHARDS STREET #1201, Vancouver, BC V6B 1J6 | Mechanical Permit | NULL | NULL | Issued | NULL | Milani Plumbing Heating & Air Conditioning Ltd
EP-2023-08071 | 2023-10-11 | 1001 RICHARDS STREET #1201, Vancouver, BC V6B 1J6 | Electrical Permit | Commercial | Renovation | Completed | Installation / Repair - Commercial - Electrical supply for Dsplit *MP-2023-01625: Issued (Heating and Cooling) Spec sheet attached for reference Unit will be powered directly from the panel Outdoor unit and indoor unit both are connected to one breaker as it is a single head. | Milani Electric Limited
EP-2022-03077 | 2022-04-19 | 785 DAVIE STREET, Vancouver, BC V6Z 2S7 | Electrical Permit | Commercial | Addition | Completed | Installation / Repair - Commercial - Installation of switched receptacles for the control of new outdoor gas patio heater. Qty 5. | Ian Morris DBA Electric-Ian Services
PP-2023-00082 | NULL | 298 ROBSON STREET, Vancouver, BC V6B 6A1 | Plumbing Permit | Commercial | Renovation | Application Incomplete | Commercial - Install new check valve for mop sink detergent dispenser. | Mainland Plumbing & Heating
PP-2022-00928 | 2022-03-18 | 1225 RICHARDS STREET #414, Vancouver, BC V6B 1E6 | Plumbing Permit | Residential | Renovation | Completed | Residential - SUITE #414 - water pipe alteration in kitchen #414 Interior alterations to provide improvements in unit #414 in this existing multiple dwelling building on this site. Scope of work includes: removing drywall and removing pocket door. | Benchmark Mechanical Ltd
EP-2022-02265 | 2022-03-24 | 1225 RICHARDS STREET #414, Vancouver, BC V6B 1E6 | Electrical Permit | Residential | Renovation | Completed | Installation / Repair - Residential - - Delete baseboard heater in master walk in closet - Relocate hallway switch for washroom - Install receptacle in master for tv - Relocate receptacle in office - Remove Security System in Pantry - Remove 1 Data Outlet in Pantry - Relocate light fixture above fireplace - Change out Kitchen Fixture and Pantry Track - Stairwell Lighting - Install TV Receptacle - Relocate Fridge Receptacle - Install dedicated receptacle for microwave in pantry - Install 220V for Stove - Relocate baseboard heater to main floor - Install Lights above Bar Area beside Fireplace - Install lights in Kitchen Cabinets >BP: Interior alterations to provide improvements in unit #414 in this existing multiple dwelling building on this site. Scope of work includes: removing drywall and removing pocket door. Letters of assurance submitted: Sch B (Struct): Kourosh Aghakeshmiri, P.Eng., 778.788.4105 OK for Field Review per Kim V - Nov 9/21 Note: - Energy upgrade triggers: E2 - Appliances - upgrade to an Energy Star appliance | Ino-Tek Electric Ltd.
PP-2022-01343 | 2022-04-25 | 1198 RICHARDS STREET, Vancouver, BC V6B 3E6 | Plumbing Permit | Commercial | Renovation - Dwelling Unit(s) only | Completed | Commercial - guest bathroom-shower,vanity,toilet. master bathroom- new tub, vanity, toilet. powder room-toilet, vanity. kitchen- sink, faucet Interior alterations to provide improvements in this existing townhouse unit at 1198 Richards St in this existing mixed-use commercial/residential building on this site. Scope work: remove and replace wall tile in ensuite bathroom, replace tub with shower and new tile in main bathroom, new finishes, replace kitchen cabinets and floor tile, electrical and plumbing work. | CRYSTAL SPRING PLUMBING
EP-2022-03234 | 2022-04-22 | 1198 RICHARDS STREET, Vancouver, BC V6B 3E6 | Electrical Permit | Residential | Renovation | Completed | Installation / Repair - Residential - Renovation of kitchen and 3 bathrooms, adding Nu-Heat flooring instead of baseboard heating. Low voltage wiring in kitchen. >BP: Interior alterations to provide improvements in this existing townhouse unit at 1198 Richards St in this existing mixed-use commercial/residential building on this site. Scope work: remove and replace wall tile in ensuite bathroom, replace tub with shower and new tile in main bathroom, new finishes, replace kitchen cabinets and floor tile, electrical and plumbing work. OK for Field Review per K. Vogt March 3, 2022 E2 -HVAC - Install properly supported ceiling fan. Energy checklist is currently no longer required with your Building Permit (BP) application. Some supporting documents are still required at BP stage, specifically Envelope and HVAC, if applicable. Service Water Heating and Lighting supporting documents, if applicable, must be submitted with your related trades permits (e.g. electrical and plumbing). All energy upgrades will be checked during inspections stage. It is the applicant’s responsibility to identify and note all required upgrades including energy upgrades on their BP drawings at BP stage. | Keith Mason
NULL | NULL | 1080 MAINLAND STREET #300, Vancouver, BC V6B 2T4 | Mechanical Permit | NULL | NULL | Withdrawn | NULL | Pro Ace Heating & Air Conditioning Services Ltd
NULL | NULL | 1062 MAINLAND STREET, Vancouver, BC V6B 2T4 | Plumbing Permit | Commercial | Renovation | Draft | Commercial - Installation kitchen sink, kitchen faucet, bathroom sink, bathroom faucet | NULL
EP-2023-04822 | 2023-06-09 | 1062 MAINLAND STREET, Vancouver, BC V6B 2T4 | Electrical Permit | Commercial | Tenant Improvement | Completed | Installation / Repair - Commercial - Tenant improvement. There is existing lighting. Just one new pendant light fixtures would be install as well as some LED strip lights for a millwork and around the mirrors. Replacing existing receptacles to the new decor style, and installing timers for a lighting for ASHREY. | Big Power Electric Ltd
EP-2023-03859 | 2023-05-03 | 1062 MAINLAND STREET, Vancouver, BC V6B 2T4 | Electrical Permit | Commercial | Addition | Completed | Installation / Repair - Commercial - Installation of a new alarm system, NO MAGLOCKS Site Contact - Dmitry Yakovenko, (604) 317-0997, dymetris@icloud.com Energized - YES | Paladin Technologies Inc
PP-2023-01836 | 2023-05-25 | 1062 MAINLAND STREET, Vancouver, BC V6B 2T4 | Plumbing Permit | Commercial | Renovation | Completed | Commercial - Re & re double sink, single sink. | Flash Plumbing & Heating Ltd
EP-2022-07158 | NULL | 930 CAMBIE STREET #2102, Vancouver, BC V6B 5X6 | Electrical Permit | Residential | Renovation - Dwelling Unit(s) only | Withdrawn | Installation / Repair - Residential - Adding 12/3 to a den for 2 separate circuits to power 2 etherium mining machines. -The walls to be cut open are all inside walls and inside studs and a drop ceiling. | Ryan J P Lundquist
EP-2023-07070 | 2023-08-04 | 888 HAMILTON STREET #307, Vancouver, BC V6B 5W4 | Electrical Permit | Commercial | Renovation - Dwelling Unit(s) only | Completed | Installation / Repair - Commercial - Rewire the kitchen circuits. BP: Interior alterations to this Dwelling unit #307 in this existing Multiple Dwelling building on this site. | Arcwest Electric Ltd
PP-2023-02828 | 2023-08-10 | 888 HAMILTON STREET #307, Vancouver, BC V6B 5W4 | Plumbing Permit | Commercial | Renovation | Completed | Commercial - UNIT #307 - Condo reno >BP: Interior alterations to this Dwelling unit #307 in this existing Multiple Dwelling building on this site. | Paton Plumbing Worx Inc
EP-2023-10749 | 2023-12-11 | 819 HAMILTON STREET, Vancouver, BC V6B 6M2 | Electrical Permit | Commercial | Renovation | Completed | Installation / Repair - Commercial - Install (1) 208V 30A GFCI Breakers in house panel; Install wiring from Electrical Panel located on P1 to (1) customer supplied heat trace controllers on P1 just (1) 208v 30A circuit for Grease Drain Line freeze protection | Leading Edge Electric Inc
EP-2023-07083 | 2023-08-16 | 431 PACIFIC STREET #A601, Vancouver, BC V6Z 2P6 | Electrical Permit | Commercial | Addition | Completed | Installation / Repair - Commercial - Adding 3 new receptacles | Rightway Electric Inc
EP-2023-10640 | 2023-11-28 | 1331 HOMER STREET #B408, Vancouver, BC V6B 5M5 | Electrical Permit | Commercial | Tenant Improvement | Issued | Installation / Repair - Commercial - Safety check the electrical panel and circuitry in this address. as required by BChydro to reconnect the power. BChydro reference number 4970441 Amend: 11/30/2023 Work include services- in order for BCHydro reconnect 100 Amps 120/208V | Yan's Electric Limited
PP-2023-00689 | 2023-03-01 | 989 BEATTY STREET #2203, Vancouver, BC V6Z 3C2 | Plumbing Permit | Commercial | Renovation - Dwelling Unit(s) only | Completed | Commercial - SUITE #2203 - Re and re 3 basins. Re and re 2 toilets. Re and re kitchen sink. Re and re dishwasher. Re and re two showers. Re and re tub New water line to fridge. >BP: #2203 Interior alterations to provide improvements to dwelling unit #2203 on the 22nd floor of this multiple dwelling building on this site. | Giuseppe Joey De Santo
NULL | NULL | 989 BEATTY STREET #2203, Vancouver, BC V6Z 3C2 | Electrical Permit | Residential | Renovation - Dwelling Unit(s) only | Draft | Installation / Repair - Residential - Change light fixtures; Add light fixtures; Add smoke detector in bedroom'; Add floor heat in bathroom; Add under cabinet lighting; Move microwave location; Add counter plug. | NULL
EP-2023-02009 | 2023-03-09 | 989 BEATTY STREET #2203, Vancouver, BC V6Z 3C2 | Electrical Permit | Residential | Renovation - Dwelling Unit(s) only | Completed | Installation / Repair - Residential - Change light fixtures; Add light fixtures; Add smoke detector in bedroom; Add floor heat in bathroom; Add under cabinet ligthing Move microwave location Add counter plug - Wattage of the floor heat is approximately 500 watts; Install under cabinet lighting in kitchen; move microwave from over the stove to the peninsula; Install one 20 amp GFI protected counter plug. I am not doing anything with the service. The bonding is in reference to the branch circuits. >BP: Interior alterations to provide improvements to dwelling unit #2203 on the 22nd floor of this multiple dwelling building on this site. OK for DTI per W.Wong | Giant Electric Ltd
PP-2023-01341 | 2023-04-18 | 501 PACIFIC STREET #2509, Vancouver, BC V6Z 2X6 | Plumbing Permit | Commercial | Renovation | Completed | Commercial - Remove tub and install stand up shower. Re and re toilet and sink >BP: #2509-501 Pacific St. - 24th floor Interior alterations to provide improvements to the existing dwelling unit (#2509) on the 24th floor of this existing multiple dwelling building on this site. Scope of work includes bathroom renovation and replacing the flooring. | Marpole Plumbing & Heating Inc
EP-2022-00370 | 2022-01-19 | 1068 HORNBY STREET #1901, Vancouver, BC V6Z 2Y7 | Electrical Permit | Residential | Renovation | Completed | Installation / Repair - Residential - replace existing thermostats, receptacles with new. replace existing lighting fixtures with new lighting fixtures in same locations. >BP: Level 19 Interior alterations to provide renovations for all the dwelling units (7 units) on 19th floor Schedule A provided by Jim Huffman Architectural Schedule B provided by Jim Huffman | Corporate Electric Limited
EP-2022-00369 | 2022-01-19 | 1068 HORNBY STREET #2001, Vancouver, BC V6Z 2Y7 | Electrical Permit | Residential | Renovation | Completed | Installation / Repair - Residential - replace existing thermostats, receptacles with new. replace existing lighting fixtures with new lighting fixtures in same locations. >BP: Level 20 Interior alterations to provide renovations for all the dwelling units (7 units) on 20th floor: units 2021, 2022, 2024, 2025, 2026, 2027, 2028 Schedule A provided by Jim Huffman Architectural Schedule B provided by Jim Huffman | Corporate Electric Limited
EP-2023-04448 | 2023-06-01 | 1072 HAMILTON STREET #301, Vancouver, BC V6B 2R9 | Electrical Permit | Commercial | Renovation | Issued | Installation / Repair - Commercial - #301 Electrical supply for Dsplit *MP-2023-00898: Issued (Heating and Cooling) | Milani Electric Limited
MP-2023-00898 | 2023-05-19 | 1072 HAMILTON STREET #301, Vancouver, BC V6B 2R9 | Mechanical Permit | NULL | NULL | Completed | NULL | Milani Electric Limited
EP-2022-03670 | 2022-05-06 | 1155 HOMER STREET #901, Vancouver, BC V6B 5T5 | Electrical Permit | Residential | Renovation | Completed | Installation / Repair - Residential - Replacing pot lights Relocating outlets and switches Add outlets Installing puck lights Installing wall oven Installing warmer -Just relocating outlets and adding outlets and lights in bed rooms | Wardenclyffe Electrical Ltd
NULL | NULL | 1070 HOWE STREET, Vancouver, BC V6Z 1P5 | Electrical Permit | Commercial | Tenant Improvement | Withdrawn | Installation / Repair - Commercial - Convert fluorescent lights and pot lights to LED as per BC Hydro Incentive | Finn Electric Ltd DBA Litespan Electric
EP-2022-07488 | 2022-09-08 | 1070 HOWE STREET, Vancouver, BC V6Z 1P5 | Electrical Permit | Commercial | Tenant Improvement | Completed | Installation / Repair - Commercial - Upgrade 32 light fixtures to LED | Finn Electric Ltd DBA Litespan Electric
EP-2022-07102 | 2022-08-24 | 501 PACIFIC STREET #2204, Vancouver, BC V6Z 2X6 | Electrical Permit | Residential | Renovation | Completed | Installation / Repair - Residential - Relocate microwave circuit, relocate hood fan wiring, , remove garburator wiring, replace light fixtures, install circuit for wall oven, relocate receptacle, replace 2 baseboard heaters, replace switches and plugs, replace thermostat, add one plug. >BP: Interior alterations to provide tenant improvements to suite #2204 on the 22nd floor of the existing mixed-use building on this site Scope of work: Bathroom update including removal and install of plumbing fixtures, tile, flooring & finishes, and to change tub to shower. OK for field review as per Nehzat J. on Sep 22, 2022. Energy upgrade: E2 - SWH - Install low flow shower heads in all showers -Amend: Oct 20, 2022 Replace bathroom fan, install circuit for floor heating, move vanity light, install led light in bathroom. BP 2022-04483, Additional value of work $1350.00 | Golden Leaf Electrical Services Ltd.
PP-2022-03166 | 2022-10-13 | 501 PACIFIC STREET #2204, Vancouver, BC V6Z 2X6 | Plumbing Permit | Residential | Renovation | Completed | Residential - Kitchen update, replacing kitchen sink and dishwasher ***A building permit may be required if there are any structural or building work performed >>AMEND: Dec. 22nd -Existing fixtures replaced with new ones. Fire-rated box for shower diverter approved by plumbing inspector | AVATAR PLUMBING AND HEATING LTD
GP-2022-04028 | 2022-12-19 | 501 PACIFIC STREET #2204, Vancouver, BC V6Z 2X6 | Gas Permit | Commercial | Renovation | Cancelled | Commercial - Replacing existing stove with cook top >BP: Interior alterations to provide tenant improvements to suite #2204 on the 22nd floor of the existing mixed-use building on this site Scope of work: Bathroom update including removal and install of plumbing fixtures, tile, flooring & finishes, and to change tub to shower. OK for field review as per Nehzat J. on Sep 22, 2022. Energy upgrade: E2 - SWH - Install low flow shower heads in all showers | AVATAR PLUMBING AND HEATING LTD
EP-2023-04938 | NULL | 889 HOMER STREET #2401, Vancouver, BC V6B 5S3 | Electrical Permit | Residential | Renovation | Application Incomplete | Installation / Repair - Residential - Replacing light fixtures, switches, thermostats, bathroom fans, outlets, baseboard heaters, adding 3 outlets and 6 LED pot lights | Rightway Electric Inc
PP-2023-02677 | 2023-08-09 | 855 HOMER STREET, Vancouver, BC V6B 2W2 | Plumbing Permit | Commercial | Tenant Improvement | Completed | Commercial - New office space All new bathrooms + kitchen >BP: #200 - 2nd floor (full floor tenant) Interior alterations to provide tenant improvements for a new full floor office tenant on the 2nd floor (#200) in this existing mixed use commercial/residential building. Scope of work: remove all partitions and install new partition walls, doors, finishes, millwork and new washrooms. Electrical, Plumbing, Sprinklers, HVAC to suit. | PACIFIC FLO MECHANICAL
EP-2023-11299 | 2023-12-21 | 855 HOMER STREET, Vancouver, BC V6B 2W2 | Electrical Permit | Commercial | Renovation | Completed | Installation / Repair - Commercial - Installation of Surveillance Camera, Security Alarm and Access Control (NO MAGLOCKS) WWOP Dec 20, RMN. Fees applied. >BP: #200 - 2nd floor (full floor tenant) Interior alterations to provide tenant improvements for a new full floor office tenant on the 2nd floor (#200) in this existing mixed use commercial/residential building. Scope of work: remove all partitions and install new partition walls, doors, finishes, millwork and new washrooms. Electrical, Plumbing, Sprinklers, HVAC to suit. REVISION#1 - layout changes; - increase server room size - relocated First Aid Rm to Corridor #22 - Increase Rm 23 in remainder of Corridor #22 no changes mechanical and electrical no increase in project value. TENANT: Klei Entertainment Letters of Assurance submitted by: Schedule A and Architectural Schedule B, Michael D. McNaught, Architect MAIC, MRAIC, ph: 604-724-7602 Mechanical and Plumbing Schedule B, Ron Braun, M.Sc., P.Eng., ph: 604-609-0500 Electrical Schedule B, Cameron Ballard, P.Eng., ph: 604-347-9722 Energy checklist is currently no longer required with your Building Permit (BP) application. Some supporting documents are still required at BP stage, specifically Envelope and HVAC, if applicable. Service Water Heating and Lighting supporting documents, if applicable, must be submitted with your related trades permits (e.g. electrical and plumbing). | Rose Security Services Inc
SP-2023-01990 | 2023-12-01 | 855 HOMER STREET, Vancouver, BC V6B 2W2 | Sprinkler Permit | Commercial | Tenant Improvement | Completed | Commercial - For sprinkler system alterations to the 2019 VBBL and NFPA 13, 2013 for the tenant improvements to provide interior alterations for a new full floor office tenant on the 2nd floor (#200) in this existing mixed use commercial/residential building. Engineer of Record: Liang Xin Peng 604-324-7122 lpeng@vikingfire.ca | Viking Fire Protection Inc
EP-2023-08450 | 2023-09-19 | 855 HOMER STREET, Vancouver, BC V6B 2W2 | Electrical Permit | Commercial | Tenant Improvement | Completed | Installation / Repair - Commercial - Supply and install power and data for workstations and offices, Install POE lighting, >BP: #200 - 2nd floor (full floor tenant) Interior alterations to provide tenant improvements for a new full floor office tenant on the 2nd floor (#200) in this existing mixed use commercial/residential building. Scope of work: remove all partitions and install new partition walls, doors, finishes, millwork and new washrooms. Electrical, Plumbing, Sprinklers, HVAC to suit. TENANT: Klei Entertainment | ALM Electric Inc
EP-2020-01981 | 2022-03-21 | 855 HOMER STREET, Vancouver, BC V6B 2W2 | Electrical Permit | Commercial | Tenant Improvement | Completed | Installation / Repair - Commercial - 5th floor power and lighting | Power Pros Electrical Ltd
EP-2022-02085 | 2022-03-16 | 855 HOMER STREET, Vancouver, BC V6B 2W2 | Electrical Permit | Commercial | Addition | Cancelled | Installation / Repair - Commercial - Add dedicated circuits in server room. | Action Electric Ltd
PP-2022-02532 | NULL | 1009 HOMER STREET, Vancouver, BC V6B 0A3 | Plumbing Permit | Commercial | Tenant Improvement | Application Incomplete | Commercial - upgrade two grease traps to larger sizes | Marpole Plumbing & Heating Inc
MP-2024-00036 | 2024-01-09 | 1055 HOMER STREET #2003, Vancouver, BC V6B 1G3 | Mechanical Permit | NULL | NULL | Issued | NULL | Tidal Mechanical Ltd
EP-2023-10979 | 2024-01-04 | 1055 HOMER STREET #1804, Vancouver, BC V6B 1G3 | Electrical Permit | Commercial | Renovation - Dwelling Unit(s) only | Issued | Installation / Repair - Commercial - We will be adding a circuit for a heat pump and disconnecting baseboard heat loads. -MP-2023-02220 | Douglas Millington o/a Moose Electric
MP-2023-02220 | 2023-12-13 | 1055 HOMER STREET #1804, Vancouver, BC V6B 1G3 | Mechanical Permit | NULL | NULL | Issued | NULL | Ashton Service Group/Ashton Mechanical Ltd.
PP-2022-01221 | NULL | 1055 HOMER STREET #702, Vancouver, BC V6B 1G3 | Plumbing Permit | Residential | Renovation - Dwelling Unit(s) only | Cancelled | Residential - SUITE #702 - 7TH FLOOR - re @ re shower | A & C MECHANICAL
PP-2022-04230 | 2022-11-25 | 1055 HOMER STREET #702, Vancouver, BC V6B 1G3 | Plumbing Permit | Residential | Renovation - Dwelling Unit(s) only | Completed | Residential - UNIT# 702 replace shower base and diverters existing shower | Crystal Creek Property Services Limited
PP-2022-00282 | 2022-01-28 | 930 CAMBIE STREET #2901, Vancouver, BC V6B 5X6 | Plumbing Permit | Residential | Renovation | Completed | Residential - SUITE #2901 - renovating washrooms #2901 Interior alterations only to provide improvements in unit 2901 (29th Floor) in this existing multiple dwelling building on this site Building is Sprinklered. DBI to determine on site if Sprinkler Permit is required/Required as per DBI. | STARGATE PLUMBING & HEATING
SP-2022-01199 | 2022-07-29 | 930 CAMBIE STREET #2901, Vancouver, BC V6B 5X6 | Sprinkler Permit | Residential | Renovation | Completed | Residential - relocating sprinkler heads to accomodate the new ceiling height >BP: Interior alterations only to provide improvements in unit 2901 (29th Floor) in this existing multiple dwelling building on this site Building is Sprinklered. DBI to determine on site if Sprinkler Permit is required/Required as per DBI. DBI to determine on Site if Schedule B - Structural is required. Energy upgrade: E2 - Lighting - Install energy efficient lighting fixtures (single occupied space area) OK for field review per D.Langevin | BLACK TUSK FIRE & SECURITY
EP-2022-06115 | 2022-07-22 | 939 HOMER STREET #908, Vancouver, BC V6B 2W6 | Electrical Permit | Commercial | Addition | Completed | Installation / Repair - Commercial - Install 240v 15 amp heat pump | Bright City Electric Inc
MP-2022-00038 | 2022-07-20 | 939 HOMER STREET #908, Vancouver, BC V6B 2W6 | Mechanical Permit | NULL | NULL | Completed | NULL | Tek Climate Heating & Air Conditioning Ltd
EP-2022-02182 | 2022-03-18 | 989 BEATTY STREET #1106, Vancouver, BC V6Z 3C2 | Electrical Permit | Residential | Renovation - Dwelling Unit(s) only | Completed | Installation / Repair - Residential - Adding a 15Amp 125V AFCI receptacle to the laundry space | TCA Industries Ltd
EP-2022-02884 | 2022-05-05 | 499 DRAKE STREET #503, Vancouver, BC V6B 1B1 | Electrical Permit | Residential | Renovation | Completed | Installation / Repair - Residential - There will be a new drop around the living room for new lighting. There will be new kitchen with updated lighting, two new closets with quite a bit of strip lighting for display, switch relocation for design considerations. - Simple/standard bonding of devices, appliances fixtures only >BP: Interior alterations to provide improvement to this existing dwelling unit on the 5th floor (#503) in this existing multiple dwelling building on the site. OK For Field Review per Kim V - Mar 31/22 | Fowlstone Electric Ltd
EP-2022-05750 | 2022-07-08 | 499 DRAKE STREET #503, Vancouver, BC V6B 1B1 | Electrical Permit | Residential | Renovation - Dwelling Unit(s) only | Completed | Installation / Repair - Residential - SUITE #503 - low voltage retro fit to add shades and relocate speaker wires AMEND: JULY 25/2022 CHANGE ADDRESS FROM #504 TO #503 | Mauger Consulting Services Ltd
SP-2022-01170 | 2022-07-22 | 499 DRAKE STREET #503, Vancouver, BC V6B 1B1 | Sprinkler Permit | Residential | Renovation - Dwelling Unit(s) only | Completed | Residential - SUITE #503 - relocating 4 sprinkler heads, re & re 4 pendant heads to concealed heads #503 - 5th Floor Interior alterations to provide improvement to this existing dwelling unit on the 5th floor (#503) in this existing multiple dwelling building on the site. Scope of work: Re & Re both bathrooms including fixtures and finishes, add partition between master bedroom and sitting room c/w double doors, new fireplace & mantle, change double doors to single door to bedroom, close off door and connect closet to W.I.C. in Master bedroom. Extend full height wall between kitchen and hallway to extend kitchen, new kitchen appliances. *****This application does not include any of the following: 1. Not more than 20 sprinklers (add, relocate, or remove), 2. hydraulic calculations, 3. change in occupancy and /or hazard classification, 4. warehouse storage arrangements, 5. mobile compact storage arrangements, 6. alternative solutions, 7. changes to the sprinkler system supply piping (e.g. valves, mains, cross-mains, branch-lines, etc.), or 8. flexible sprinkler pipe. | H20 Fire Systems Ltd
PP-2022-02627 | 2022-07-27 | 499 DRAKE STREET #503, Vancouver, BC V6B 1B1 | Plumbing Permit | Commercial | Renovation | Completed | Commercial - Replace Tub and Shower in master bathroom >Interior alterations to provide improvement to this existing dwelling unit on the 5th floor (#503) in this existing multiple dwelling building on the site. Scope of work: Re & Re both bathrooms including fixtures and finishes, add partition between master bedroom and sitting room c/w double doors, new fireplace & mantle, change double doors to single door to bedroom, close off door and connect closet to W.I.C. in Master bedroom. Extend full height wall between kitchen and hallway to extend kitchen, new kitchen appliances. E2 upgrade- SWH - Install low flow shower heads in all showers OK For Field Review per Kim V - Mar 31/22 Energy checklist is currently no longer required with your Building Permit (BP) application. Some supporting documents are still required at BP stage, specifically Envelope and HVAC, if applicable. Service Water Heating and Lighting supporting documents, if applicable, must be submitted with your related trades permits (e.g. electrical and plumbing). All energy upgrades will be checked during inspections stage. It is the applicant's responsibility to identify and note all required upgrades including energy upgrades on their BP drawings at BP stage. | William Jones
EP-2023-04897 | 2023-06-02 | 499 DRAKE STREET #504, Vancouver, BC V6B 1B1 | Electrical Permit | Commercial | Renovation | Completed | Installation / Repair - Commercial - Re and re existing fixtures in bathroom Rewire master bedroom plugs as needed Rewire closet / office area for new plugs >BP: Interior alterations to provide improvement to this existing dwelling unit on the 5th floor (#504) in this existing multiple dwelling building on the site. OK for Field Review as per S.Yu on Feb 27, 2023 | City Spark Electrical Ltd
EP-2023-03827 | 2023-05-03 | 499 DRAKE STREET #504, Vancouver, BC V6B 1B1 | Electrical Permit | Residential | Renovation | Completed | Installation / Repair - Residential - Small reno wiring for speakers, alarm, camera and TV. >BP: Interior alterations to provide improvement to this existing dwelling unit on the 5th floor (#504) in this existing multiple dwelling building on the site. OK for Field Review as per S.Yu on Feb 27, 2023 | Highwire AV Solutions Inc
PP-2023-01617 | 2023-05-08 | 499 DRAKE STREET #504, Vancouver, BC V6B 1B1 | Plumbing Permit | Commercial | Renovation | Completed | Commercial - UNIT #504 - 5TH FLOOR - alteration of master ensuite and main bathroom and bar area >BP: #504 - 5th Floor Interior alterations to provide improvement to this existing dwelling unit on the 5th floor (#504) in this existing multiple dwelling building on the site. AMEND: MAY 20/2023 CHANGE PARCEL NUMBER FROM #502 TO #504 | RECHSTEINER CONSTRUCTION LTD
SP-2023-00802 | 2023-05-09 | 499 DRAKE STREET #504, Vancouver, BC V6B 1B1 | Sprinkler Permit | Commercial | Renovation - Dwelling Unit(s) only | Completed | Commercial - Adding heads to new rooms >BP: #504 - 5th Floor Interior alterations to provide improvement to this existing dwelling unit on the 5th floor (#504) in this existing multiple dwelling building on the site. >*****This application does not include any of the following: 1. Not more than 20 sprinklers (add, relocate, or remove), 2. hydraulic calculations, 3. change in occupancy and /or hazard classification, 4. warehouse storage arrangements, 5. mobile compact storage arrangements, 6. alternative solutions, 7. changes to the sprinkler system supply piping (e.g. valves, mains, cross-mains, branch-lines, etc.), or 8. flexible sprinkler pipe. | Acme Fire and Safety co
EP-2023-04580 | 2023-07-24 | 939 HOMER STREET #803, Vancouver, BC V6B 2W6 | Electrical Permit | Commercial | Renovation | Completed | Installation / Repair - Commercial - #803 Remove and replace all receptacles, switches and appliances. Move wiring in bathroom and kitchen to accommodate newly built wall. Lighting to remain, general circuits to remain. >BP: #803 939 Homer Interior alterations to provide improvements to Unit 803 of the existing multiple-dwelling building on this site. OK for Field Review per D. Langevin Related to CF-2023-000409 Work to be done include: - Relocate 40 sq.ft. storage room - Relocate fireplace - Re and re kitchen - New floorings and wall painting | Michael Krznaric
PP-2023-02555 | 2023-07-18 | 939 HOMER STREET #803, Vancouver, BC V6B 2W6 | Plumbing Permit | Commercial | Renovation - Dwelling Unit(s) only | Completed | Commercial - UNIT #803 - Rough in: Kitchen sink bathtub lav laundry box >BP: #803 939 Homer Interior alterations to provide improvements to Unit 803 of the existing multiple-dwelling building on this site. OK for Field Review per D. Langevin Related to CF-2023-000409 Work to be done include: - Relocate 40 sq.ft. storage room - Relocate fireplace - Re and re kitchen - New floorings and wall painting | Hauzer Plumbing & Heating LTD.
SP-2023-01532 | 2023-08-22 | 939 HOMER STREET #803, Vancouver, BC V6B 2W6 | Sprinkler Permit | Commercial | Tenant Improvement | Completed | Commercial - re-pipe of suite and replacement of 8 sprinkler heads >BP: #803 939 Homer Interior alterations to provide improvements to Unit 803 of the existing multiple-dwelling building on this site. *****This application does not include any of the following: 1. Not more than 20 sprinklers (add, relocate, or remove), 2. hydraulic calculations, 3. change in occupancy and /or hazard classification, 4. warehouse storage arrangements, 5. mobile compact storage arrangements, 6. alternative solutions, 7. changes to the sprinkler system supply piping (e.g. valves, mains, cross-mains, branch-lines, etc.), or 8. flexible sprinkler pipe. | Mountain Fire Protection Ltd
MP-2023-02215 | 2023-12-12 | 1055 HOMER STREET #1301, Vancouver, BC V6B 1G3 | Mechanical Permit | NULL | NULL | Issued | NULL | Ashton Service Group/Ashton Mechanical Ltd.
EP-2023-10976 | 2024-01-04 | 1055 HOMER STREET #1301, Vancouver, BC V6B 1G3 | Electrical Permit | Commercial | Renovation - Dwelling Unit(s) only | Completed | Installation / Repair - Commercial - We will be adding a circuit for a heat pump and removing baseboard heat loads -MP-2023-02215 -Heat pump specs are in the nameplate included in the documents | Douglas Millington o/a Moose Electric
EP-2022-06365 | 2022-07-28 | 1387 RICHARDS STREET, Vancouver, BC V6B 3G7 | Electrical Permit | Commercial | Renovation | Completed | Installation / Repair - Commercial - Small renovation of existing space -Interior wall moved 5 feet over. Work includes re-wiring/ relocating existing electrical devices into new wall location. >BP: Interior alterations to this existing Service Centre (Recycling Drop Off Centre) in this existing building on this site. Scope of work: Move interior wall to create more space in the rear of the unit. letters of assurance submitted by: Naeem Khan Tareen, P.Eng, 778-828-3030, Schedule A; Electrical Schedule B. Ebrahim Mazloumpour, P.Eng, 778-828-3030, Fire Suppression Systems Schedule B. Zhi Yi You, P.Eng, 778-302-2155, Structural Schedule B. Note to applicant: The services of a structural engineer may be required, based upon site inspection by the District Building Inspector. A Sprinkler permit may be required, as determined by the District Building Inspector. Energy checklist is currently no longer required with your Building Permit (BP) application. Some supporting documents are still required at BP stage, specifically Envelope and HVAC, if applicable. Service Water Heating and Lighting supporting documents, if applicable, must be submitted with your related trades permits (e.g. electrical and plumbing). All energy upgrades will be checked during inspections stage. It is the applicant’s responsibility to identify and note all required upgrades including energy upgrades on their BP drawings at BP stage. | Vanrook Electric Ltd
EP-2023-04516 | 2023-05-30 | 1391 RICHARDS STREET, Vancouver, BC V6B 3G7 | Electrical Permit | Commercial | Tenant Improvement | Completed | Installation / Repair - Commercial - Addition of 4 receptacles to existing 120v spare circuit -Installation of 4 receptacles to existing spare circuit in local junction box. Receptacles being utilized to power plug-in Class II power supplies for display lighting in a cabinet. Installation of 1 light switch in managers office to switch receptacles. | Modergy Electric & Controls Installations Ltd
EP-2023-10454 | 2023-12-01 | 1575 BEACH AVENUE #501, Vancouver, BC V6G 1Y5 | Electrical Permit | Commercial | Renovation - Dwelling Unit(s) only | Completed | Installation / Repair - Commercial - rearrange electrical in the Kitchen area. -re-arrange receptacles, and switches in the kitchen area. install 5 LED pot lights in the kitchen, add pot light in the bathroom, change exhaust fan in bathroom, add 2 pot lights in front hall. -no structural work is being performed. | Prolux Electric Ltd
EP-2022-10061 | NULL | 287 SMITHE STREET, Vancouver, BC V6B 5W4 | Electrical Permit | Commercial | Renovation - Dwelling Unit(s) only | Withdrawn | Installation / Repair - Commercial - run electrical in new framed wall for entertainment unit -new millwork media wall being install in living room. LED lighting and power to be installed -new media wall will be installed outside the existing fire rated wall with minimal penetrations, if any, to existing walls. existing outlets to be extended into new mill work | Demitri Isidorou
PP-2022-02907 | 2022-08-22 | 1178 HAMILTON STREET #307, Vancouver, BC V6B 2S2 | Plumbing Permit | Commercial | Renovation - Dwelling Unit(s) only | Completed | Commercial - SUITE #307 - plumbing work for a condo renovation, moving fixtures, installing new fixtures | Barrowtown Enterprises Ltd
EP-2023-02667 | 2023-03-29 | 1178 HAMILTON STREET #307, Vancouver, BC V6B 2S2 | Electrical Permit | Residential | Tenant Improvement | Completed | Installation / Repair - Residential - Rewiring and renovating condo: Gutting unit to bare studs to rewire plugs, switches, and new LED lighting in unit. >BP: #307 Interior alterations to provide improvements to dwelling unit #307 on the 3rd floor of this multiple dwelling building on this site. OK for Field Review per W.Wong, May 6, 2021 SP required per DBI. | Grimes & White Electrical Services Ltd.
EP-2023-02139 | 2023-03-14 | 1178 HAMILTON STREET #307, Vancouver, BC V6B 2S2 | Electrical Permit | Commercial | Renovation - Dwelling Unit(s) only | Completed | Installation / Repair - Commercial - Networking, Audio, Video >BP: #307 Interior alterations to provide improvements to dwelling unit #307 on the 3rd floor of this multiple dwelling building on this site. OK for Field Review per W.Wong, May 6, 2021 SP required per DBI. Amend: Oct 20, 2023 scope of work greatly reduced to just installing a TV for the customer. The total cost of the project is $1000 | Wiresmart Installations Ltd
SP-2023-01765 | 2023-09-26 | 1178 HAMILTON STREET #307, Vancouver, BC V6B 2S2 | Sprinkler Permit | Commercial | Renovation - Dwelling Unit(s) only | Completed | Commercial - Delete/Relocate (x1) Sprinkler Head Relocate (X1) Sprinkler Head >BP: #307 Interior alterations to provide improvements to dwelling unit #307 on the 3rd floor of this multiple dwelling building on this site. *****This application does not include any of the following: 1. Not more than 20 sprinklers (add, relocate, or remove), 2. hydraulic calculations, 3. change in occupancy and /or hazard classification, 4. warehouse storage arrangements, 5. mobile compact storage arrangements, 6. alternative solutions, 7. changes to the sprinkler system supply piping (e.g. valves, mains, cross-mains, branch-lines, etc.), or 8. flexible sprinkler pipe. | Fire Pro Fire Protection Ltd.
NULL | NULL | 1178 HAMILTON STREET #307, Vancouver, BC V6B 2S2 | Sprinkler Permit | NULL | NULL | Draft | Residential - add/install (X1) sprinkler head to the den, move (x1) sprinkler head in the laundry, replace (x13) sprinkler heads to concealed heads in unit #307. | Fire Pro Fire Protection Ltd.
MP-2023-01721 | 2023-09-21 | 1055 HOMER STREET #2303, Vancouver, BC V6B 1G3 | Mechanical Permit | NULL | NULL | Issued | NULL | Tidal Mechanical Ltd
EP-2024-00538 | 2024-02-06 | 1055 HOMER STREET #2303, Vancouver, BC V6B 1G3 | Electrical Permit | Commercial | Renovation - Dwelling Unit(s) only | Issued | Installation / Repair - Commercial - Repurpose existing 30A 208V baseboard heater circuit to feed 30 amp MCA 25.1 heat pump. No new load. Mechanical permit exists: MP-2023-01721 | SEAN CHYSYK O/A HYCREST ELECTRICAL
EP-2022-10534 | 2022-12-22 | 1055 HOMER STREET #2403, Vancouver, BC V6B 1G3 | Electrical Permit | Residential | Renovation | Completed | Installation / Repair - Residential - Renovation: kitchen; facelift, layout remains unchanged. 2x Bathrooms; changes to switching. Bedroom; side table wall sconces, plug for TV wall mount. Living room; plug for TV wall mount. New LED lighting throughout. Remove baseboard heater circuit, add disconnect for future heat pump (see load calc) MP-2022-00739 >BP: Interior alterations to provide improvements to this dwelling unit #2403 on the 24th floor of this multiple dwelling building on this site. Work to remove the den/solarium. OK for BP per S. Dugaro OK for Field Review per W. Wong September 15, 2022 Notes: 1. Energy upgrade triggers: E2 - Lighting - Install energy efficient lighting fixtures (single occupied space area) | SEAN CHYSYK O/A HYCREST ELECTRICAL
PP-2022-04366 | 2022-12-08 | 1055 HOMER STREET #2403, Vancouver, BC V6B 1G3 | Plumbing Permit | Commercial | Renovation - Dwelling Unit(s) only | Completed | Commercial - condo renovation >BP: #2403 Interior alterations to provide improvements to this dwelling unit #2403 on the 24th floor of this multiple dwelling building on this site. Work to remove the den/solarium. | Tidal Mechanical Ltd
MP-2022-00739 | 2022-12-21 | 1055 HOMER STREET #2403, Vancouver, BC V6B 1G3 | Mechanical Permit | NULL | NULL | Issued | NULL | Tidal Mechanical Ltd
SP-2022-00641 | 2022-04-29 | 1055 HOMER STREET #2602, Vancouver, BC V6B 1G3 | Sprinkler Permit | Commercial | Renovation - Dwelling Unit(s) only | Completed | Commercial - Change 19 sprinkler heads to a concealed type #2602 - 26th floor Interior alterations to provide improvement in (unit #2602) 26th , 27th and roof floor of this existing multiple dwelling building on this site. Scope of work includes: Changing plumbing fixtures, replacing flooring, New led retro fit lights ,switches and receptacles, New cabinets except reface kitchen, New sprinkler heads, Complete bathroom Renovations, New paint throughout , Gas fire pit on patio. *****This application does not include any of the following: 1. Not more than 20 sprinklers (add, relocate, or remove), 2. hydraulic calculations, 3. change in occupancy and /or hazard classification, 4. warehouse storage arrangements, 5. mobile compact storage arrangements, 6. alternative solutions, 7. changes to the sprinkler system supply piping (e.g. valves, mains, cross-mains, branch-lines, etc.), or 8. flexible sprinkler pipe. | Fire Pro Fire Protection Ltd.
PP-2022-01799 | 2022-05-27 | 1055 HOMER STREET #2602, Vancouver, BC V6B 1G3 | Plumbing Permit | Commercial | Renovation | Completed | Commercial - remove old fixtures and replace new.. master bathroom add second shower. except for kitchen we dont touch >BP: #2602 - 26th floor Interior alterations to provide improvement in (unit #2602) 26th , 27th and roof floor of this existing multiple dwelling building on this site. Scope of work includes: Changing plumbing fixtures, replacing flooring, New led retro fit lights ,switches and receptacles, New cabinets except reface kitchen, New sprinkler heads, Complete bathroom Renovations, New paint throughout , Gas fire pit on patio. OK for field review per S. Cowdell (DBI), March 10, 2022. E2 - HVAC - Install programmable thermostats with nighttime setback and switch for heating system >>>> AMEND: July 15th to remove the GAS FIRE PIT | Marpole Plumbing & Heating Inc
PP-2023-03157 | 2023-09-12 | 501 PACIFIC STREET #2907, Vancouver, BC V6Z 2X6 | Plumbing Permit | Residential | Renovation | Completed | Residential - Tub to shower alteration ( Custom Schluter shower drain), DIverter Trim replacement. Other fixtures in the bathroom will remain in the same location and will not be replaced. **No Building alterations or Building work otherwise a BP will be required ***DPI to verify during inspections | Lifera Trades Group Ltd
GP-2023-02604 | NULL | 501 PACIFIC STREET #2907, Vancouver, BC V6Z 2X6 | Gas Permit | Residential | Renovation | Application Incomplete | Residential - Kitchen Stove Replacement | Lifera Trades Group Ltd
EP-2022-03063 | 2022-04-20 | 888 HAMILTON STREET #807, Vancouver, BC V6B 5W4 | Electrical Permit | Commercial | Renovation - Dwelling Unit(s) only | Completed | Installation / Repair - Commercial - To Connect a Jacuzzi , install Pot light. -Existing Pot light just to be replaced | Emanuel Electrical Inc
EP-2022-09221 | 2022-10-31 | 1066 HAMILTON STREET #406, Vancouver, BC V6B 2R9 | Electrical Permit | Commercial | Tenant Improvement | Completed | Installation / Repair - Commercial - Run new 10/2 feed for air conditioning condenser. MP-2022-00454 | RVS Electrical Ltd
MP-2022-00454 | 2022-10-24 | 1066 HAMILTON STREET #406, Vancouver, BC V6B 2R9 | Mechanical Permit | NULL | NULL | Completed | NULL | Titanium HVAC Inc
EP-2023-07835 | NULL | 1001 HOMER STREET #2402, Vancouver, BC V6B 1M9 | Electrical Permit | Commercial | Addition | Withdrawn | Installation / Repair - Commercial - Electrical Installation for outdoor Heat Pump Condenser Unit *An approved mechanical permit is required for the installation of air conditioning or heat pump unit at the time of installation before a final electrical inspection will be performed | Daniel Topping
EP-2022-04858 | 2022-06-14 | 888 HAMILTON STREET #1403, Vancouver, BC V6B 5W4 | Electrical Permit | Commercial | Renovation - Dwelling Unit(s) only | Completed | Installation / Repair - Commercial - condo renovation added pot lights through out and added kitchen appliance and new counter outlets Amend: Jan 12, 2023 the suite # is incorrect. Not 1404 but right suite number is 1403 | Conquest Electric Inc
PP-2023-02879 | 2023-08-15 | 535 NICOLA STREET #1003, Vancouver, BC V6G 3G3 | Plumbing Permit | Commercial | Renovation - Dwelling Unit(s) only | Issued | Commercial - Guest bathroom reno >BP: #1003 - 10th floor Interior alterations to provide improvements to this existing dwelling dwelling unit on the 10th floor (#1003) in this multiple dwelling building. Scope of work: remove/replace plumbing fixtures, light fixtures, millwork, flooring and glass door from two bathrooms and new lighting in entry and dinning room, electrical, plumbing and sprinkler work. | Greywater Plumbing And Heating Inc
EP-2022-07833 | 2022-09-22 | 535 NICOLA STREET #1003, Vancouver, BC V6G 3G3 | Electrical Permit | Residential | Renovation - Dwelling Unit(s) only | Issued | Installation / Repair - Residential - We are installing new Delta led pot lights in the entry, hall, dining & master bathroom. All new electrical in the master bathroom which will have led strip lighting, bocci plugs, radio ra2 switching. New bocci fixtures in the dining & living room. No change to the existing service. #1003 - 10th floor **Amend 08/12/2023** We are starting phase 2 of the project. The work will be done in the kids bathroom, ensuite, laundry and hallway. Interior alterations to provide improvements to this existing dwelling dwelling unit on the 10th floor (#1003) in this multiple dwelling building. Scope of work: remove/replace plumbing fixtures, light fixtures, millwork, flooring and glass door from two bathrooms and new lighting in entry and dinning room, electrical, plumbing and sprinkler work. | WESTPEAK ELECTRICAL LTD
SP-2022-01579 | 2022-09-28 | 535 NICOLA STREET #1003, Vancouver, BC V6G 3G3 | Sprinkler Permit | Commercial | Renovation - Dwelling Unit(s) only | Issued | Commercial - UNIT #1003 - Relocate (2) existing sprinklers >BP: #1003 - 10th floor Interior alterations to provide improvements to this existing dwelling dwelling unit on the 10th floor (#1003) in this multiple dwelling building. Scope of work: remove/replace plumbing fixtures, light fixtures, millwork, flooring and glass door from two bathrooms and new lighting in entry and dinning room, electrical, plumbing and sprinkler work. *****This application does not include any of the following: 1. Not more than 20 sprinklers (add, relocate, or remove), 2. hydraulic calculations, 3. change in occupancy and /or hazard classification, 4. warehouse storage arrangements, 5. mobile compact storage arrangements, 6. alternative solutions, 7. changes to the sprinkler system supply piping (e.g. valves, mains, cross-mains, branch-lines, etc.), or 8. flexible sprinkler pipe. | Community Fire Prevention Ltd
EP-2023-10975 | NULL | 1055 HOMER STREET #603, Vancouver, BC V6B 1G3 | Electrical Permit | Commercial | Renovation - Dwelling Unit(s) only | Applicant Revisions | Installation / Repair - Commercial - ¦ MURB- HP ¦ -We will be adding a circuit for a heat pump and disconnecting a circuit used for a steam shower. *MP-2023-02213: Issued (Heating and Cooling) | Douglas Millington o/a Moose Electric
MP-2023-02213 | 2023-12-12 | 1055 HOMER STREET #603, Vancouver, BC V6B 1G3 | Mechanical Permit | NULL | NULL | Issued | NULL | Ashton Service Group/Ashton Mechanical Ltd.
SP-2022-02121 | 2023-01-03 | 1247 HOMER STREET, Vancouver, BC V6B 2Y9 | Sprinkler Permit | Residential | Tenant Improvement | Completed | Residential - Relocate 5 sprinkler heads to suit new layout >BP: Interior alterations to provide improvements to dwelling unit 1247 Homer St on the ground, second and third floors of this existing multiple dwelling building on this site. Scope of work includes: re&re finishes, millwork and fixtures throughout, remove interior partition walls, build a platform for kitchen to accommodate plumbing, replace fireplace insert/surround, lighting/electrical and plumbing/mechanical throughout A separate sprinkler permit is required | Alpine Sprinkler Systems Ltd
GP-2023-00109 | 2023-01-11 | 1247 HOMER STREET, Vancouver, BC V6B 2Y9 | Gas Permit | Residential | Renovation | Cancelled | Residential - Installation of 2 gas fireplace -venting and hook up only - has it's own meter >BP: Interior alterations to provide improvements to dwelling unit 1247 Homer St on the ground, second and third floors of this existing multiple dwelling building on this site. Scope of work includes: re&re finishes, millwork and fixtures throughout, remove interior partition walls, build a platform for kitchen to accommodate plumbing, replace fireplace insert/surround, lighting/electrical and plumbing/mechanical throughout July 17/2023-AMEND Cancel and refund permit less admin fees ($85) | Urban Fireplaces Ltd
PP-2023-00795 | 2023-03-15 | 1247 HOMER STREET, Vancouver, BC V6B 2Y9 | Plumbing Permit | Commercial | Renovation | Completed | Commercial - Full renovation >BP: Interior alterations to provide improvements to dwelling unit 1247 Homer St on the ground, second and third floors of this existing multiple dwelling building on this site. Scope of work includes: re&re finishes, millwork and fixtures throughout, remove interior partition walls, build a platform for kitchen to accommodate plumbing, replace fireplace insert/surround, lighting/electrical and plumbing/mechanical throughout | Hashtag Plumbing Inc
EP-2023-01777 | 2023-03-03 | 1247 HOMER STREET, Vancouver, BC V6B 2Y9 | Electrical Permit | Commercial | New | Completed | Installation / Repair - Commercial - Installation of Security system >BP: Interior alterations to provide improvements to dwelling unit 1247 Homer St on the ground, second and third floors of this existing multiple dwelling building on this site. Scope of work includes: re&re finishes, millwork and fixtures throughout, remove interior partition walls, build a platform for kitchen to accommodate plumbing, replace fireplace insert/surround, lighting/electrical and plumbing/mechanical throughout | Alarm Max Security Inc
EP-2023-01745 | 2023-03-02 | 1247 HOMER STREET, Vancouver, BC V6B 2Y9 | Electrical Permit | Residential | Renovation | Completed | Installation / Repair - Residential - Class II Circuits to include: motorized shades, some new audio/video/data cabling >BP: Interior alterations to provide improvements to dwelling unit 1247 Homer St on the ground, second and third floors of this existing multiple dwelling building on this site. Scope of work includes: re&re finishes, millwork and fixtures throughout, remove interior partition walls, build a platform for kitchen to accommodate plumbing, replace fireplace insert/surround, lighting/electrical and plumbing/mechanical throughout | Pure Image Technology Solutions Ltd
EP-2023-00820 | 2023-02-01 | 1247 HOMER STREET, Vancouver, BC V6B 2Y9 | Electrical Permit | Residential | Renovation - Dwelling Unit(s) only | Completed | Installation / Repair - Residential - Walk up apartment renovation, New lighting throughout, new appliances (slight layout change), upgrade to smart switching (lutron caseta), Replacement of existing devices and fixtures. Removal of two hot water tank feeds (1 new tank going in new location) >BP: Interior alterations to provide improvements to dwelling unit 1247 Homer St on the ground, second and third floors of this existing multiple dwelling building on this site. Scope of work includes: re&re finishes, millwork and fixtures throughout, remove interior partition walls, build a platform for kitchen to accommodate plumbing, replace fireplace insert/surround, lighting/electrical and plumbing/mechanical throughout A separate sprinkler permit is required E2 Upgrade to be provided on all 3 levels: - ENERGY EFFICIENT APPLIANCES, DIMMER LIGHT SWITCHES, LED LIGHT BULBS, SMART THERMOSTAT, AND ON DEMAND HOT WATER SYSTEM OK for Field Review per W.Wong | Western Summit Electric Ltd
GP-2023-01827 | 2023-06-21 | 1247 HOMER STREET, Vancouver, BC V6B 2Y9 | Gas Permit | Residential | New | Completed | Residential - 1 Range Bosch 30" Slide-In Dual Fuel Range >BP: Interior alterations to provide improvements to dwelling unit 1247 Homer St on the ground, second and third floors of this existing multiple dwelling building on this site. | Han Appliances & Refrigeration Ltd
PP-2022-01702 | 2022-05-26 | 1228 HAMILTON STREET #301, Vancouver, BC V6B 6L2 | Plumbing Permit | Commercial | Renovation | Completed | Commercial - adding a bar sink in unit 301 | Tidal Mechanical Ltd
PP-2024-00162 | 2024-01-24 | 939 HOMER STREET #2703, Vancouver, BC V6B 2W6 | Plumbing Permit | Commercial | Renovation - Dwelling Unit(s) only | Issued | Commercial - UNIT #2703 - 27TH FLOOR - New shower (schluter), toilet and vanity. All to stay where it is >BP: Interior alterations to provide improvements to dwelling unit #2703 on the 27th floor of this multiple dwelling building on this site. Work to renovate the bathroom and restore the storage room. | CRYSTAL SPRING PLUMBING
EP-2023-01282 | 2023-02-16 | 1535 NELSON STREET #301, Vancouver, BC V6G 1M2 | Electrical Permit | Commercial | Renovation - Dwelling Unit(s) only | Issued | Installation / Repair - Commercial - Move kitchen counter plugs, move low voltage thermostat wire, add power for mirror light, add 2 wall lights | New-Way Electric Ltd
EP-2022-02953 | 2022-04-12 | 1919 BEACH AVENUE #PH, Vancouver, BC V6G 1Z2 | Electrical Permit | Residential | Renovation | Completed | Installation / Repair - Residential - renovation to 3 bathrooms - new lighting - nu heat >BP: #1800 - PH - Interior alterations to provide improvement to this existing unit #1800 in this existing multiple dwelling building on this site. Scope of work to include: Renovation of the kitchen, removing some non-load-bearing walls, reinstate the laundry/storage room. Updates to the master bathroom, removing tub and replacing with shower. Cosmetic upgrades throughout. OK For Field Review per - A.Campbell - Nov.1.2019 The work was designed to Vancouver Building Bylaw 2014 Revision #1 - To provide bathroom upgrades as indicated on page A201, A202, and A205 - Increase construction cost of 164,000.00 Energy Upgrade: L2 - Appliances - Upgrade to an Energuide/Energy Star appliance (washer; dryer) | Cameron Thomas Burr
EP-2022-04203 | 2022-05-20 | 1740 COMOX STREET #1101, Vancouver, BC V6G 2Z1 | Electrical Permit | Residential | Renovation | Completed | Installation / Repair - Residential - Relocate , few switch and receptacle due wall removal in bedroom and kitchen - wiring and installation of ceiling light and switch in two bedroom >BP: Interior alterations to provide improvements to this existing dwelling unit (strata lot 60) on the 11th floor (#1101) of this existing multiple dwelling building on this site. Scope of work: to remove and install non load bearing walls, millwork, flooring & electrical in select areas to alter layout, Structural Schedule B submitted by Roger De Villa, P.Eng., ph: 778-316-2871 E2 - Lighting - Install energy efficient lighting fixtures (single occupied space) Energy checklist is currently no longer required with your Building Permit (BP) application. Some supporting documents are still required at BP stage, specifically Envelope and HVAC, if applicable. Service Water Heating and Lighting supporting documents, if applicable, must be submitted with your related trades permits (e.g. electrical and plumbing). All energy upgrades will be checked during inspections stage. It is the applicant’s responsibility to identify and note all required upgrades including energy upgrades on their BP drawings at BP stage. | BC Highlight Electric Corp
PP-2022-02152 | 2022-06-20 | 1740 COMOX STREET #1101, Vancouver, BC V6G 2Z1 | Plumbing Permit | Commercial | Renovation | Completed | Commercial - Renovation of kitchen and bathroom #1101 - 11th floor Interior alterations to provide improvements to this existing dwelling unit (strata lot 60) on the 11th floor (#1101) of this existing multiple dwelling building on this site. Scope of work: to remove and install non load bearing walls, millwork, flooring & electrical in select areas to alter layout, | Matthew Le Gal DBA Imperial Plumbing & Heating
EP-2022-10430 | 2023-01-11 | 1188 QUEBEC STREET #506, Vancouver, BC V6A 4B3 | Electrical Permit | Residential | Renovation | Completed | Installation / Repair - Residential - SUITE #506 - Work scope: - Install dedicated 15A circuit for washer receptacle - Install receptacle for booster fan from existing lighting circuit (load draws 1 amp). Currently plugged into a lamp socket with outlet - Relocate junction box 10 feet from existing location for future chandelier | EZ BC Electric Ltd
MP-2023-00658 | 2023-04-18 | 1188 QUEBEC STREET #506, Vancouver, BC V6A 4B3 | Mechanical Permit | NULL | NULL | Issued | NULL | Ashton Service Group/Ashton Mechanical Ltd.
EP-2023-04077 | 2023-05-18 | 1188 QUEBEC STREET #506, Vancouver, BC V6A 4B3 | Electrical Permit | Commercial | Renovation - Dwelling Unit(s) only | Completed | Installation / Repair - Commercial - Adding circuit for heat pump *MP-2023-00658: Issued (Heating and Cooling) | Douglas Millington o/a Moose Electric
PP-2023-03126 | 2023-09-05 | 1355 HARWOOD STREET #105, Vancouver, BC V6E 3W3 | Plumbing Permit | Commercial | Renovation - Dwelling Unit(s) only | Completed | Commercial - 2 bothroom renovations >BP: #105 Interior alterations to provide improvements to this dwelling unit #105 on the ground floor of this multiple dwelling building on this site. Work to renovate two bathrooms. | CRYSTAL SPRING PLUMBING
EP-2023-08210 | 2023-09-18 | 1355 HARWOOD STREET #105, Vancouver, BC V6E 3W3 | Electrical Permit | Commercial | Renovation - Dwelling Unit(s) only | Completed | Installation / Repair - Commercial - Replace 2x existing bathrooms ceiling fans. Relocating existing power receptacle and switch to the new location in the master bedroom bathroom.. Install new power plugs for the bathroom mirrors build's in light.. >BP: #105 Interior alterations to provide improvements to this dwelling unit #105 on the ground floor of this multiple dwelling building on this site. Work to renovate two bathrooms. OK for DTI per W. Wong August 2, 2023 | Positron Services Ltd
PP-2022-02158 | 2022-06-20 | 1819 PENDRELL STREET #403, Vancouver, BC V6G 1T3 | Plumbing Permit | Residential | Renovation | Completed | Residential - Re&re of one toilet, one basin and one shower | G2 Mechanical Ltd
EP-2022-04756 | 2022-06-08 | 1819 PENDRELL STREET #403, Vancouver, BC V6G 1T3 | Electrical Permit | Residential | Addition | Completed | Installation / Repair - Residential - Bathroom addition -Just adding a bathroom fan, GFI, a light in the bathroom, and two switches. Service will not be affected. >BP: Interior alterations to provide improvements to the existing bathroom and construct a new bathroom in this existing unit on the 4th floor (#403) in this multiple dwelling building on this site. Scope of work: construct partition walls/door for new bathroom, add new shower, toilet, finishes and renovate existing bathroom, electrical and plumbing work. Schedule A and Architectural Schedule B submitted by Christopher Gowing, Architect, ph: 604-484-8285 OK for Field Review per K. Vogt - Dec 5, 2021 E2-Appliances - Upgrade to an Energuide/Energy Star appliance (fridge; dishwasher). Energy checklist is currently no longer required with your Building Permit (BP) application. Some supporting documents are still required at BP stage, specifically Envelope and HVAC, if applicable. Service Water Heating and Lighting supporting documents, if applicable, must be submitted with your related trades permits (e.g. electrical and plumbing). All energy upgrades will be checked during inspections stage. It is the applicant's responsibility to identify and note all required upgrades including energy upgrades on their BP drawings at BP stage. | Bright West Electric Ltd
EP-2023-09237 | 2023-10-13 | 1225 BARCLAY STREET #702, Vancouver, BC V6E 1H5 | Electrical Permit | Commercial | Renovation - Dwelling Unit(s) only | Completed | Installation / Repair - Commercial - Smoke alarms installation. >BP: Interior alterations to provide improvements to dwelling unit #702 on the 7th floor of the multiple dwelling building on this site. OK for DTI per W.Wong | Wirechief Electric Ltd
NULL | NULL | 1225 BARCLAY STREET #801, Vancouver, BC V6E 1H5 | Mechanical Permit | NULL | NULL | Withdrawn | NULL | NULL
EP-2023-09647 | 2023-11-09 | 1225 BARCLAY STREET #802, Vancouver, BC V6E 1H5 | Electrical Permit | Residential | Renovation | Completed | Installation / Repair - Residential - Add A/C Unit Removing 6376 W heat. New A/C 5200W per load calc. So no added load. MP-2023-01879 | BC Smart Homes Ltd
EP-2022-05247 | 2022-07-26 | 1199 MARINASIDE CRESCENT #1805, Vancouver, BC V6Z 2Y2 | Electrical Permit | Commercial | New | Completed | Installation / Repair - Commercial - Install power for outdoor split unit -This is a new install and there is capacity in the panel. 100amp main single phase....NO HEAT and NO RANGE in the apartment. Load calculation attached | Mott Electric General Partnership
SP-2022-00626 | 2022-04-27 | 1199 MARINASIDE CRESCENT #1902, Vancouver, BC V6Z 2Y2 | Sprinkler Permit | Residential | Renovation - Dwelling Unit(s) only | Completed | Residential - add 2 heads to accommodate renovation. #1902 - 19th Floor Interior alterations to renovate the kitchen area and convert the enclosed balcony (approx. 67sf) into living space at unit #1902 on the 19th level of this existing multiple dwelling building on this site. Scope of work includes: re-re bathrooms, changing laundry layout, changing kitchen layout, removing and adding interior wall, new painting, and new countertops *****This application does not include any of the following: 1. Not more than 20 sprinklers (add, relocate, or remove), 2. hydraulic calculations, 3. change in occupancy and /or hazard classification, 4. warehouse storage arrangements, 5. mobile compact storage arrangements, 6. alternative solutions, 7. changes to the sprinkler system supply piping (e.g. valves, mains, cross-mains, branch-lines, etc.), or 8. flexible sprinkler pipe. | Five Star Fire Protection Ltd
EP-2022-03066 | 2022-04-14 | 1199 MARINASIDE CRESCENT #1902, Vancouver, BC V6Z 2Y2 | Electrical Permit | Residential | Renovation - Dwelling Unit(s) only | Completed | Installation / Repair - Residential - Kitchen and bathroom renovation. Re/re bathroom fan, re/re old pot lights, LED strip lights added and new finish plugs/switches throughout. >BP: Interior alterations to renovate the kitchen area and convert the enclosed balcony (approx. 67sf) into living space at unit #1902 on the 19th level of this existing multiple dwelling building on this site. Scope of work includes: re-re bathrooms, changing laundry layout, changing kitchen layout, removing and adding interior wall, new painting, and new countertops. OK for field review as per Steward Cowdell Notes: 1. Energy upgrade triggers: E2 - Lighting - Install lighting dimmer, timers, and/or motion detectors on interior lights | F & S Electrical Ltd
PP-2022-01313 | 2022-04-19 | 1199 MARINASIDE CRESCENT #1902, Vancouver, BC V6Z 2Y2 | Plumbing Permit | Residential | Renovation | Completed | Residential - SUITE #1902 - 19TH FLOOR - Install 2 new shower valves with drain hookups. Move waterlines into wall for 3 wall mount faucets. Re configure kitchen plumbing and install new sink/faucet and dishwasher #1902 - 19th Floor Interior alterations to renovate the kitchen area and convert the enclosed balcony (approx. 67sf) into living space at unit #1902 on the 19th level of this existing multiple dwelling building on this site. Scope of work includes: re-re bathrooms, changing laundry layout, changing kitchen layout, removing and adding interior wall, new painting, and new countertops. | Precise Plumbing & Heating Inc
NULL | NULL | 1199 MARINASIDE CRESCENT #1902, Vancouver, BC V6Z 2Y2 | Plumbing Permit | Residential | Renovation | Withdrawn | Residential - Bathroom and kitchen renovation with new showers, vanity sink and faucets and kitchen sink with dishwasher | Precise Plumbing & Heating Inc
EP-2023-00436 | 2023-02-08 | 1010 BURNABY STREET #1701, Vancouver, BC V6E 4L8 | Electrical Permit | Residential | Renovation | Completed | Installation / Repair - Residential - Electrical supply for Dsplit MP-2023-00076 | Milani Electric Limited
MP-2023-00076 | 2023-01-18 | 1010 BURNABY STREET #1701, Vancouver, BC V6E 4L8 | Mechanical Permit | NULL | NULL | Completed | NULL | Milani Electric Limited
EP-2023-00435 | 2023-02-08 | 1010 BURNABY STREET #1801, Vancouver, BC V6E 4L8 | Electrical Permit | Residential | Renovation | Completed | Installation / Repair - Residential - Electrical supply for Dsplit MP-2023-00075 | Milani Electric Limited
MP-2023-00075 | 2023-01-18 | 1010 BURNABY STREET #1801, Vancouver, BC V6E 4L8 | Mechanical Permit | NULL | NULL | Completed | NULL | Milani Electric Limited
PP-2022-02375 | 2022-07-12 | 1010 BURNABY STREET #1802, Vancouver, BC V6E 4L8 | Plumbing Permit | Residential | Renovation | Completed | Residential - SUITE #1802 - Replacing existing fixtures with new fixtures | THANDI PLUMBING LTD
EP-2023-10740 | 2023-12-07 | 1080 BROUGHTON STREET #101, Vancouver, BC V6G 2A8 | Electrical Permit | Commercial | Renovation - Dwelling Unit(s) only | Issued | Installation / Repair - Commercial - Install new panel, install pot lights, install new plug and switches, install new light fixtures and microwave oven combination unit. >BP: #101 Interior alterations to provide improvements to dwelling unit #101 on the ground floor of this multiple dwelling building on this site. OK for DTI per W. Wong October 24, 2023 Note: Structural Schedule B maybe required by building inspector to be determined on site. | Thunder Electrical Ltd
EP-2023-00881 | 2023-02-07 | 1208 BIDWELL STREET #111, Vancouver, BC V6G 2K9 | Electrical Permit | Residential | Renovation | Completed | Installation / Repair - Residential - Run new dedicated circuit for the floor heat, towel heater and for the bidet plug. Install power plug for the Lighted mirror. Install floor heat cables and wall digital thermostat. -Provide circuit for the floor heating in the bathroom with using existing power circuit from previous kick space heater under the cabinet. -Floor heat in the bathroom will use existing power line from canceled existing kick space heater under the old cabinets. >BP: #111-1208 Bidwell St. Interior alterations to provide improvements to the existing dwelling unit (#111) on the 1st floor of this existing mixed use building on this site. OK to open BP for DTI, per K. Clark - January 13, 2023 | Positron Services Ltd
PP-2023-00442 | 2023-02-09 | 1208 BIDWELL STREET #111, Vancouver, BC V6G 2K9 | Plumbing Permit | Residential | Renovation | Completed | Residential - Cancel existing shower. Replace tub and shower fixture. Replace vanity and toilet. >BP: Interior alterations to provide improvements to the existing dwelling unit (#111) on the 1st floor of this existing mixed use building on this site. | CRYSTAL SPRING PLUMBING
MP-2022-00065 | 2022-08-02 | 1199 MARINASIDE CRESCENT #2306, Vancouver, BC V6Z 2Y2 | Mechanical Permit | NULL | NULL | Completed | NULL | Milani Electric Limited
EP-2022-06499 | 2022-08-03 | 1199 MARINASIDE CRESCENT #2306, Vancouver, BC V6Z 2Y2 | Electrical Permit | Residential | Renovation | Completed | Installation / Repair - Residential - Electrical supply for heatpump Mechanical permit: MP-2022-00065 | Milani Electric Limited
EP-2022-07474 | 2022-09-08 | 198 AQUARIUS MEWS #3208, Vancouver, BC V6Z 2Y4 | Electrical Permit | Commercial | Renovation - Dwelling Unit(s) only | Completed | Installation / Repair - Commercial - SUITE #3208 - rewire kitchen, bathroom and install pot lights >DB: #3208 Interior and Exterior alterations to improve the dwelling unit on the 32nd floor unit 3208 in the existing multiple dwelling building on this site. work to include: installing AC unit with heat pump on balcony, install new lighting fixtures and updating bathroom fixtures. | PNW Electric Limited
NULL | NULL | 198 AQUARIUS MEWS #3208, Vancouver, BC V6Z 2Y4 | Plumbing Permit | Residential | Renovation | Draft | Residential - Alterations of waterlines and trap arms | Ambassador Plumbing Services Inc
PP-2022-03065 | 2022-09-02 | 198 AQUARIUS MEWS #3208, Vancouver, BC V6Z 2Y4 | Plumbing Permit | Commercial | Renovation | Issued | Commercial - UNIT #3208 - altering of water lines and top arms of fixtures in unit #3208 Interior and Exterior alterations to improve the dwelling unit on the 32nd floor unit 3208 in the existing multiple dwelling building on this site. work to include: installing AC unit with heat pump on balcony, install new lighting fixtures and updating bathroom fixtures. | Ambassador Plumbing Services Inc
SP-2022-00270 | 2022-03-02 | 198 AQUARIUS MEWS #3208, Vancouver, BC V6Z 2Y4 | Sprinkler Permit | Commercial | Renovation | Completed | Commercial - re & re sprinkler heads to new ceiling elevation height, in living room and kitchen >Interior and Exterior alterations to improve the dwelling unit on the 32nd floor unit 3208 in the existing multiple dwelling building on this site. work to include: installing AC unit with heat pump on balcony, install new lighting fixtures and updating bathroom fixtures. OK for field review per D.Langevin 10/12/2021 ******notes: ~ Wall penetration details provided for strata by Morrison Hershfield ~ DBI to determine on site if Sprinkler permit required ~ Heat Pump location OK per Karen G. Planning 10/12/2021 ~Energy Upgrade: E2 - Lighting - Install energy efficient lighting fixtures (single occupied space area) Note to applicant: The services of a structural engineer may be required, based upon site inspection by the District Building Inspector. Energy checklist is currently no longer required with your Building Permit (BP) application. Some supporting documents are still required at BP stage, specifically Envelope and HVAC, if applicable. Service Water Heating and Lighting supporting documents, if applicable, must be submitted with your related Trades permits (e.g. electrical and plumbing). All energy upgrades will be checked during inspections stage. It is the applicant’s responsibility to identify and note all required upgrades including energy upgrades on their BP drawings at BP stage. | H20 Fire Systems Ltd
PP-2022-03918 | NULL | 198 AQUARIUS MEWS #3208, Vancouver, BC V6Z 2Y4 | Plumbing Permit | Residential | Renovation | Withdrawn | Residential - New kitchen sink and dishwasher, Icemaker, Delete tub and shower and install shower with 2 heads.. | Hiatt Plumbing & Heating Inc
EP-2022-02494 | 2022-03-29 | 1286 PACIFIC BOULEVARD, Vancouver, BC V6Z 2V1 | Electrical Permit | Commercial | Renovation | Completed | Installation / Repair - Commercial - Commercial Renovation for for this new health care office tenant in this existing commercial building on this site. Note: The installation of electrical wiring and equipment within the patient care areas of health care facility must meet the relevant Rules of Section 24 of the CE Code. >BP: Interior alterations to provide improvements for this new health care office tenant in this existing commercial building on this site. Scope of work: Reconfigure interior walls and relocate plumbing fixtures. Adding a heat pump to the basement. Finishing throughout. Tenant: Skincasa OK for field review as per Rosa Astorino - Jan 5, 2022 Notes: - This building is sprinklered. A separate permit is required for all sprinkler work. - Energy Upgrade: E2 - Lighting - Upgrade to incorporate Scheduled Shutoff (per 9.4.1.1.(i) of ASHRAE 90.1-2016). - Schedule A & B, Mechanical/Plumbing, Kashito Raiva, P.Eng, 604-737-3350. - Schedule B, Electrical, Steven Nemetz, P.Eng, 604-736-6562. - DBI to determine on site if Schedule B, Structural is required. - No translucent or opaque film, artwork, posters, shelving, display cases or similar elements are to be installed on or directly outside or inside of the approved glazing frontages and windows. Amend: June 16, 2022 We just have to lower 1 existing speaker and 1 fire alarm so they are lower since we dropped the ceiling here. Both devices have enough length on the wires so they shouldn't even have to be disconnected Amend: Nov 9, 2022 We are just moving 1 speaker location because they dropped the ceiling so we are lowering it so that would fall under Upgrade of Existing. It is already build into the price. | Castle Electric Inc
PP-2022-01595 | 2022-05-17 | 1286 PACIFIC BOULEVARD, Vancouver, BC V6Z 2V1 | Plumbing Permit | Commercial | Renovation | Completed | Commercial - installing fixtures >BP: Interior alterations to provide improvements for this new health care office tenant in this existing commercial building on this site. Scope of work: Reconfigure interior walls and relocate plumbing fixtures. Adding a heat pump to the basement. Finishing throughout. Tenant: Skincasa OK for field review as per Rosa Astorino - Jan 5, 2022 Notes: - This building is sprinklered. A separate permit is required for all sprinkler work. - Energy Upgrade: E2 - Lighting - Upgrade to incorporate Scheduled Shutoff (per 9.4.1.1.(i) of ASHRAE 90.1-2016). - Schedule A & B, Mechanical/Plumbing, Kashito Raiva, P.Eng, 604-737-3350. - Schedule B, Electrical, Steven Nemetz, P.Eng, 604-736-6562. - DBI to determine on site if Schedule B, Structural is required. - No translucent or opaque film, artwork, posters, shelving, display cases or similar elements are to be installed on or directly outside or inside of the approved glazing frontages and windows. | MCKIM MECHANICAL
SP-2022-00725 | 2022-05-10 | 1286 PACIFIC BOULEVARD, Vancouver, BC V6Z 2V1 | Sprinkler Permit | Commercial | Tenant Improvement | Completed | Commercial - 7 relocates and 2 additions Interior alterations to provide improvements for this new health care office tenant in this existing commercial building on this site. Scope of work: Reconfigure interior walls and relocate plumbing fixtures. Adding a heat pump to the basement. Finishing throughout. Tenant: Skincasa *****This application does not include any of the following: 1. Not more than 20 sprinklers (add, relocate, or remove), 2. hydraulic calculations, 3. change in occupancy and /or hazard classification, 4. warehouse storage arrangements, 5. mobile compact storage arrangements, 6. alternative solutions, 7. changes to the sprinkler system supply piping (e.g. valves, mains, cross-mains, branch-lines, etc.), or 8. flexible sprinkler pipe. | Mountain Fire Protection Ltd
PP-2023-00429 | 2023-02-08 | 1399 BARCLAY STREET #305, Vancouver, BC V6E 1H6 | Plumbing Permit | Residential | Renovation | Issued | Residential - installation of bathtub-re/re | Pioneer Plumbing & Heating Inc
PP-2023-00918 | 2023-03-22 | 1399 BARCLAY STREET #305, Vancouver, BC V6E 1H6 | Plumbing Permit | Commercial | Renovation - Dwelling Unit(s) only | Issued | Commercial - Remove existing bathtub and replace with one-piece shower base | William Kelly & Sons Plumbing Contractors (1989) Ltd
NULL | NULL | 1339 BURNABY STREET #201, Vancouver, BC V6E 1R2 | Plumbing Permit | Residential | Renovation | Draft | Residential - Renovation for the kitchen and bath | MYK Construction Ltd
PP-2022-01720 | 2022-05-19 | 1126 BARCLAY STREET #202, Vancouver, BC V6E 1H1 | Plumbing Permit | Commercial | Renovation | Completed | Commercial - replace bath tub and shower valve. >BP: Interior alterations for fire damage repair for the dwelling units #102 and #202 at this existing multiple dwelling on this site. Ok for field review per B.Wong Mar 15/22. Notes: - This building is sprinklered. DBI to determine on site if a separate sprinkler permit is required. - Schedule B, Architectural, Scott Gordon, Architect, 604-220-8272 | North Star Mechanical Ltd
EP-2022-00066 | 2022-06-08 | 1126 BARCLAY STREET #202, Vancouver, BC V6E 1H1 | Electrical Permit | Residential | New | Completed | Installation / Repair - Residential - Unit 202: Disconnected all circuits and provided temp power after fire to unit > Interior alterations for fire damage repair for the dwellings unit # 102 and #202 Ok for field review per B.Wong Mar 15/22. Notes: - This building is sprinklered. DBI to determine on site if a separate sprinkler permit is required. - Schedule B, Architectural, Scott Gordon, Architect, 604-220-8272. Amend: June 16, 2022 Replace all damage wiring and recertify remainder. Replace electrical panel, supply and install smoke detectors for bedroom. Upgrade kitchen receptacles to 20amp >>>Amend: Oct. 27th, 2022 -Uploading the Appendix C requirement to pass our final inspection. | Novawest Electrical Services Ltd
PP-2023-02566 | 2023-07-19 | 1010 CHILCO STREET #409, Vancouver, BC V6G 2R6 | Plumbing Permit | Residential | Renovation - Dwelling Unit(s) only | Completed | Residential - UNIT 409 - 4TH FLOOR - Change out shower valve, change out tub and shower valve, new bathtub installation, new shower drain installation. No fixture relocation. All existing water lines are already plumbed using wirsbo >BP: UNIT 409 - 4TH FLOOR Interior alterations only to renovate this dwelling unit #409 on the 4th floor of this existing multiple dwelling building. | High Pressure Mechanical
EP-2023-06110 | 2023-07-20 | 1010 CHILCO STREET #409, Vancouver, BC V6G 2R6 | Electrical Permit | Residential | Renovation | Completed | Installation / Repair - Residential - TO CONTINUE WORK STARTED BY OTHERS (EP-2023-05716) UNIT 409- 4TH Floor . Interior electrical alteration only to renovate this dwelling unit 409 on the 4th floor of this existing multiple dwelling building. >BP: Interior alterations only to renovate this dwelling unit #409 on the 4th floor of this existing multiple dwelling building. | Dana Electrical Ltd
EP-2023-05716 | 2023-06-27 | 1010 CHILCO STREET #409, Vancouver, BC V6G 2R6 | Electrical Permit | Commercial | Renovation - Dwelling Unit(s) only | Cancelled | Installation / Repair - Commercial - Reno of kitchen, bathroom, living room and hallway with plugs, switches and lights and panel change. >BP: UNIT 409 - 4TH FLOOR Interior alterations only to renovate this dwelling unit #409 on the 4th floor of this existing multiple dwelling building. | David Stein
EP-2023-05874 | 2023-08-15 | 1000 BEACH AVENUE #2103, Vancouver, BC V6E 4M2 | Electrical Permit | Commercial | Addition | Completed | Installation / Repair - Commercial - Install EV Charger and meter. We will install EV Charger for Unit #2103. We have a plan to pull 1 inch EMT conduit from house panel G to a meter base in electrical room and continuous 1 inch EMT conduit from meter base to parking stall number 186 which is in P2 level and 50 meter away from meter base. This is a private Meter so the EV charger consumption will attach to customer electric bill by BC Hydro. We have apply to BC Hydro already by Ref No. 4938831. Note: For a private meter installation, BC Hydro must be consulted. | Prowatt Electric Inc
PP-2023-01398 | 2023-04-20 | 1399 BARCLAY STREET #107, Vancouver, BC V6E 1H6 | Plumbing Permit | Commercial | New | Completed | Commercial - to install a DCVA for lawn irrigation | University Sprinkler Systems Incorporated
PP-2022-00111 | 2022-01-20 | 1399 BARCLAY STREET #203, Vancouver, BC V6E 1H6 | Plumbing Permit | Commercial | Renovation - Dwelling Unit(s) only | Completed | Commercial - SUITE #203 - kitchen and bathroom reno #203 - 2nd floor Interior alterations to provide improvements to this existing dwelling unit on 2nd floor (#203) of this existing multiple dwelling building on this site. Scope of work: remove one partition wall for kitchen layout alterations, finishes, plumbing and electrical work. | BD Plumbing
EP-2022-01652 | 2022-03-01 | 1399 BARCLAY STREET #203, Vancouver, BC V6E 1H6 | Electrical Permit | Commercial | Renovation - Dwelling Unit(s) only | Completed | Installation / Repair - Commercial - Kitchen and bathroom reno adding potlights and plugs and switches >BP: Interior alterations to provide improvements to this existing dwelling unit on 2nd floor (#203) of this existing multiple dwelling building on this site. Scope of work: remove one partition wall for kitchen layout alterations, finishes, plumbing and electrical work. OK for field review per K Vogt; November 26, 2021 E1 - SWH - Insulate hot water pipes within 3 feet of the hot water heater Energy checklist is currently no longer required with your Building Permit (BP) application. Some supporting documents are still required at BP stage, specifically Envelope and HVAC, if applicable. Service Water Heating and Lighting supporting documents, if applicable, must be submitted with your related trades permits (e.g. electrical and plumbing). All energy upgrades will be checked during inspections stage. It is the applicant's responsibility to identify and note all required upgrades including energy upgrades on their BP drawings at BP stage. | David Stein
EP-2023-03252 | 2023-04-17 | 2088 BARCLAY STREET #1700, Vancouver, BC V6G 1L5 | Electrical Permit | Commercial | New | Issued | Installation / Repair - Commercial - Security alarm >BP: #1700 Interior alterations to renovate this existing dwelling unit #1700 on the 17th floor of this existing multiple dwelling building. The scope of work includes to convert the existing two enclosed balconies into living space, reconfiguring the walls in the main bedroom and reconfiguring the kitchen pantry/storage area. | Supertech Systems Ltd
PP-2023-01227 | 2023-04-12 | 2088 BARCLAY STREET #1700, Vancouver, BC V6G 1L5 | Plumbing Permit | Residential | Renovation - Dwelling Unit(s) only | Issued | Residential - UNIT #1700 - Replace plumbing fixtures as part of renovation. Upgrade domestic water pipe serving fixtures where required. >DB: #1700 Interior alterations to renovate this existing dwelling unit #1700 on the 17th floor of this existing multiple dwelling building. The scope of work includes to convert the existing two enclosed balconies into living space, reconfiguring the walls in the main bedroom and reconfiguring the kitchen pantry/storage area. | CMP Enterprises Ltd
SP-2023-01298 | 2023-09-07 | 2088 BARCLAY STREET #1700, Vancouver, BC V6G 1L5 | Sprinkler Permit | Commercial | Renovation - Dwelling Unit(s) only | Issued | Commercial - This permit has been issued for the sprinkler head replacement (remove and replace) of 27 heads and relocation of 2 heads to the 2019 VBBL, NFPA 13, 2013 and NFPA 25, 2013 as described in the signed and sealed letter dated September 5th, 2023 prepared by Glen Visser of Sureworks Engineering. Engineer of Record: Glen Visser 604-944-3473 sureworkseng@gmail.com | Mountain Fire Protection Ltd
NULL | NULL | 2088 BARCLAY STREET #1700, Vancouver, BC V6G 1L5 | Sprinkler Permit | Residential | Tenant Improvement | Draft | Residential - 24 sprinkler heads changed due to regular maintenance 5 sprinkler heads relocated | Mountain Fire Protection Ltd
MP-2023-00315 | 2023-03-22 | 2088 BARCLAY STREET #1700, Vancouver, BC V6G 1L5 | Mechanical Permit | NULL | NULL | Issued | NULL | Seabreeze Refrigeration & Air Conditioning Ltd
EP-2023-05408 | 2023-07-13 | 2088 BARCLAY STREET #1700, Vancouver, BC V6G 1L5 | Electrical Permit | Residential | Renovation | Issued | Installation / Repair - Residential - Renovation plugs lights switches and new air conditioner (reference: MP-2023-00315) Removed electric heat so the load doesn't change. >BP: Interior alterations to renovate this existing dwelling unit #1700 on the 17th floor of this existing multiple dwelling building. The scope of work includes to convert the existing two enclosed balconies into living space, reconfiguring the walls in the main bedroom and reconfiguring the kitchen pantry/storage area. Ok for field review per J. Zhang - Oct 21/22 Notes: - Energy Upgrade: E2 - Lighting - Install energy efficient lighting fixtures (single occupied space area). - This building is sprinklered. A separate permit is required for all related work. - Schedule A & B, Architectural, Jonathan Katz, 604-224-6890. - Schedule D, Julio Reynel-Garcia, 778-998-0709. | Patrick Howard White
EP-2022-09871 | 2022-11-22 | 2088 BARCLAY STREET #1700, Vancouver, BC V6G 1L5 | Electrical Permit | Residential | Renovation | Issued | Installation / Repair - Residential - Renovation adding speakers and projectors to the ceiling. #1700 Interior alterations to renovate this existing dwelling unit #1700 on the 17th floor of this existing multiple dwelling building. The scope of work includes to convert the existing two enclosed balconies into living space, reconfiguring the walls in the main bedroom and reconfiguring the kitchen pantry/storage area. | La Scala Integrated Media Corporation
EP-2023-08571 | 2023-09-22 | 1500 PENDRELL STREET #319, Vancouver, BC V6G 3A5 | Electrical Permit | Commercial | Renovation - Dwelling Unit(s) only | Completed | Installation / Repair - Commercial - - Rough-in (up to) 6 pot (recessed) lights in kitchen - Rough-in (up to) 3 torpedo style light(s) over sink and island - Rough-in new plugs and switches as required - Rough-in plug and switch for under-cabinet lighting - Relocate electrical switches currently in Kitchen/Dining room stub-wall, closet walls and small return wall - Rough-in new circuit for double oven wall unit - Reconfigure locations for; microwave, dishwasher, range, range-exhaust, and fridge. >BP: Interior alterations to provide improvements to dwelling unit #319 on the 3rd floor of this multiple dwelling building on this site. OK for DTI per W. Wong September 12, 2023 | Matthew Dewing
PP-2023-03455 | 2023-09-28 | 1500 PENDRELL STREET #319, Vancouver, BC V6G 3A5 | Plumbing Permit | Commercial | Renovation - Dwelling Unit(s) only | Completed | Commercial - Rough in move 3ft drainage and waterline for fridge >BP: #319 Interior alterations to provide improvements to dwelling unit #319 on the 3rd floor of this multiple dwelling building on this site. | Pioneer Plumbing & Heating Inc
EP-2023-06588 | 2023-08-08 | 1436 HARWOOD STREET #402, Vancouver, BC V6G 1X5 | Electrical Permit | Residential | Renovation | Issued | Installation / Repair - Residential - Washroom: Supply/install fan/light Supply/install 4inch pot for shower. Install circuit for toilet. | Kato Electrical Inc
MP-2023-01092 | 2023-06-14 | 1436 HARWOOD STREET #403, Vancouver, BC V6G 1X5 | Mechanical Permit | NULL | NULL | Completed | NULL | Pioneer Plumbing & Heating Inc
EP-2023-05153 | 2023-06-28 | 1436 HARWOOD STREET #403, Vancouver, BC V6G 1X5 | Electrical Permit | Commercial | Renovation - Dwelling Unit(s) only | Completed | Installation / Repair - Commercial - removing base board heaters and installing power for mini split unit *MP-2023-01092: Issued (Heating and Cooling) | Bisco Electrical Contracting Ltd
EP-2022-00847 | 2022-02-04 | 1501 HOWE STREET #T16, Vancouver, BC V6Z 2P8 | Electrical Permit | Residential | Renovation | Completed | Installation / Repair - Residential - 1)Dining Area Heater Decommission existing heater point. Alter existing heating supply to new location. Blank off existing outlet with single blank plate. 2) Bedroom Heater Decommission existing heater point. Alter existing heating supply to new location. Blank off existing outlet with single blank plate. 1x white baseboard heater, about 1750W. 1x white baseboard heater, about 500W. | Kato Electrical Inc
SP-2022-00885 | 2022-06-14 | 1500 HORNBY STREET #T01, Vancouver, BC V6Z 2R1 | Sprinkler Permit | Residential | Renovation - Dwelling Unit(s) only | Completed | Residential - Relocate 3 x sprinkler heads on the main floor to suit bulkhead renovations. All other sprinkler heads to remain in place | Peak Fire Protection Ltd
EP-2022-08379 | 2022-10-06 | 1500 HORNBY STREET #T01, Vancouver, BC V6Z 2R1 | Electrical Permit | Residential | Renovation | Completed | Installation / Repair - Residential - Rerunning existing cable for main panel due to renovation. | Global Energy Electric Ltd
PP-2023-03177 | 2023-09-21 | 936 BUTE STREET #304, Vancouver, BC V6E 1Y8 | Plumbing Permit | Commercial | Renovation - Dwelling Unit(s) only | Issued | Commercial - replace bathroom, fixtures and kitchen, relocation of plumbing >BP: Interior to provide improvements to dwelling unit #304 on the third floor of this existing multiple dwelling building on this site. Scope of work includes updates to the kitchen, bathroom, lighting and plumbing fixtures. | Ronald O'Neill
EP-2023-08335 | 2023-09-26 | 936 BUTE STREET #304, Vancouver, BC V6E 1Y8 | Electrical Permit | Residential | Renovation - Dwelling Unit(s) only | Issued | Installation / Repair - Residential - kitchen renovation -we will be wiring pot lights on dimmers. Counts are 18 pot lights. 4 circuits -Moving location of kitchen. Wiring fridge, microwave, hood fan, range and 20A CP's in new locations. >BP: Interior to provide improvements to dwelling unit #304 on the third floor of this existing multiple dwelling building on this site. Scope of work includes updates to the kitchen, bathroom, lighting and plumbing fixtures. Structural - Schedule B submitted by Chungmo Chung, P. Eng., phone#: 604-469-3723 OK for DTI as per Kirat Kang, Feb. 21, 2023 | PROVEN ENERGY ELECTRIC LTD
PP-2023-04141 | 2023-11-24 | 1406 HARWOOD STREET #202, Vancouver, BC V6G 1X5 | Plumbing Permit | Residential | Renovation | Completed | Residential - Relocation of kitchen sink >BP: #202 Interior alterations to provide improvements to dwelling unit #202 on the second floor of this existing multiple dwelling building on this site. | Plumbhartt Plumbing and Heating Ltd
EP-2023-10952 | 2023-12-07 | 1406 HARWOOD STREET #202, Vancouver, BC V6G 1X5 | Electrical Permit | Commercial | Renovation - Dwelling Unit(s) only | Completed | Installation / Repair - Commercial - Kitchen renovation -Adding potlights, under cabinet lights, range, punter plugs, dishwasher, and an outlet in a media cabinet. >BP: Interior alterations to provide improvements to dwelling unit #202 on the second floor of this existing multiple dwelling building on this site. OK for DTI per W.Wong | Stay Current Contracting Ltd
EP-2022-09605 | 2023-01-10 | 1355 HARWOOD STREET #209, Vancouver, BC V6E 3W3 | Electrical Permit | Residential | Renovation - Dwelling Unit(s) only | Completed | Installation / Repair - Residential - SUITE #209 - Relocation of 2 switch and 2 receptacle boxes due to wall removal. Installation of new 20-amp island circuit. LVT for new puck lighting in kitchen. 4 new wall receptacles for TV's etc. New bathroom exhaust fan, 9 new pot lights, and 2 new smoke/CO sensors to be installed. >BP: #209 - 1355 Harwood St Interior alterations to provide improvements to suite (#209) of this existing multiple dwelling building on this site. Scope of work is to remove interior partitions and to RE&RE the kitchen and bathroom in the same location. | Lukas Kadlcek
NULL | NULL | 1355 HARWOOD STREET #209, Vancouver, BC V6E 3W3 | Plumbing Permit | Residential | Renovation | Draft | Residential - Changing bathtub and valve | NULL
PP-2023-00133 | 2023-01-16 | 1355 HARWOOD STREET #209, Vancouver, BC V6E 3W3 | Plumbing Permit | Residential | Renovation | Completed | Residential - New bathtub and valve replaced old ones >Interior alterations to provide improvements to suite (#209) of this existing multiple dwelling building on this site. Scope of work is to remove interior partitions and to RE&RE the kitchen and bathroom in the same location. OK for Field Review as per S. Yu on Oct 24, 2022 Energy Upgrade: E2 - Upgrade to an Energuide/Energy Start Appliances (Fridge, Dishwasher) | Metro Plumbing Ltd
NULL | NULL | 1345 COMOX STREET #409, Vancouver, BC V6E 4E4 | Mechanical Permit | NULL | NULL | Draft | NULL | NULL
EP-2023-02670 | 2023-04-11 | 1350 COMOX STREET #202, Vancouver, BC V6E 4E1 | Electrical Permit | Commercial | Renovation - Dwelling Unit(s) only | Completed | Installation / Repair - Commercial - Pot Lights have been added. Replace old light fixture with new fixture. | HIGH AMP ELECTRIC LTD.
PP-2023-00915 | 2023-03-27 | 1350 COMOX STREET #202, Vancouver, BC V6E 4E1 | Plumbing Permit | Commercial | Renovation - Dwelling Unit(s) only | Completed | Commercial - SUITE #202 - Install a new bathtub - Install a new shower/bathtub valve - Install a new washing machine beside the kitchen sink >NOTE: Any structural work will require a building permit | Hippo Plumbing and Heating Ltd
NULL | NULL | 1188 QUEBEC STREET #702, Vancouver, BC V6A 4B3 | Mechanical Permit | NULL | NULL | Withdrawn | NULL | NULL
MP-2023-00589 | 2023-04-05 | 1188 QUEBEC STREET #702, Vancouver, BC V6A 4B3 | Mechanical Permit | NULL | NULL | Issued | NULL | ENVIRO-TECH MECHANICAL SERVICE
EP-2022-04911 | 2022-06-10 | 1000 BEACH AVENUE #705, Vancouver, BC V6E 4M2 | Electrical Permit | Commercial | Renovation | Completed | Installation / Repair - Commercial - UNIT# 705 move fridge outlet, move kitchen counter outlet, pot lights replaced, add led light under vanity, kitchen puck lights, bath fan change | POWER STAR ELECTRICAL LTD
PP-2022-02011 | 2022-06-13 | 1000 BEACH AVENUE #705, Vancouver, BC V6E 4M2 | Plumbing Permit | Commercial | Renovation | Completed | Commercial - Addition of water line for ice maker in apartment unit | Dhami, Ravinder Singh DBA: Saipar Plumbing and Heating
EP-2023-11141 | 2023-12-13 | 1535 NELSON STREET #104, Vancouver, BC V6G 1M2 | Electrical Permit | Commercial | Renovation - Dwelling Unit(s) only | Issued | Installation / Repair - Commercial - Kitchen renovation: install appliance circuits and pot lights Pigtail aluminum wiring >BP: #104 Interior alterations to provide improvements to dwelling unit #104 on the ground floor of this multiple dwelling building on this site. | Nelcan Electric Ltd
EP-2022-00593 | 2022-01-27 | 1535 NELSON STREET #109, Vancouver, BC V6G 1M2 | Electrical Permit | Commercial | Renovation - Dwelling Unit(s) only | Completed | Installation / Repair - Commercial - Rewire kitchen range stove, switch, plug, and thermostat | New-Way Electric Ltd
EP-2022-02169 | 2022-05-04 | 1435 NELSON STREET #PH4, Vancouver, BC V6G 2Z3 | Electrical Permit | Residential | Renovation | Completed | Installation / Repair - Residential - Kitchen renovation which will include replacing any accessible aluminum wiring with copper. Installation of laundry machines as well. Panel upgrade may be required as well for extra circuits. Service is 60A 120/208v. A load calculation which includes the new laundry is 52.8 Amps >BP: PH4 Interior alterations to the Penthouse suite of this existing multiple dwelling building to improve the kitchen and bathroom. OK for Direct to inspections per D.Langevin April 11, 2022 Notes: - This building is not sprinklered. -Energy Upgrade: E2 - Install Energy Star rated Kitchen exhaust fan to suite in-place duct work | Ryan Charles Pagnossin
PP-2022-01258 | 2022-05-12 | 1435 NELSON STREET #PH4, Vancouver, BC V6G 2Z3 | Plumbing Permit | Commercial | Renovation - Dwelling Unit(s) only | Completed | Commercial - PH4 - Remove and install a new tub, shower valve, kitchen sink, dishwasher and laundry. | Artisan Plumbing & Heating Ltd
PP-2022-03592 | 2022-10-18 | 1355 HARWOOD STREET #303, Vancouver, BC V6E 3W3 | Plumbing Permit | Residential | Renovation | Completed | Residential - tub to shower conversion >BP: #303 Interior alterations to provide improvements to unit #303 on the 3rd floor of this existing multi-dwelling building. Scope of work includes: full bathroom renovation. Alterations to plumbing and electrical | G2 Mechanical Ltd
EP-2022-08634 | 2022-10-12 | 1355 HARWOOD STREET #303, Vancouver, BC V6E 3W3 | Electrical Permit | Residential | Renovation | Completed | Installation / Repair - Residential - SUITE #303 - bathroom renovation >BP: Interior alterations to provide improvements to unit #303 on the 3rd floor of this existing multi-dwelling building. Scope of work includes: full bathroom renovation. Alterations to plumbing and electrical Ok for field review as per Nehzat J. August 05, 2022. Selected Energy Upgrade: E2 - Lighting - Install energy efficient lighting fixtures (single occupied space area) | Stephane Roy
PP-2023-02051 | 2023-06-09 | 1355 HARWOOD STREET #313, Vancouver, BC V6E 3W3 | Plumbing Permit | Commercial | Renovation | Completed | Commercial - Replace bathgroup fixtures ( bathtub, lav basin, toilet) at same location Note: If there is any Structural work performed a Building Permit may be required. | LIWANG PLUMBING & HEATING LTD
NULL | NULL | 1355 HARWOOD STREET #313, Vancouver, BC V6E 3W3 | Electrical Permit | Residential | NULL | Withdrawn | Interim - Residential - - change from x1 vanity light into x2 vanity lights | Guang Yuan Electrical Ltd
EP-2023-05260 | 2023-06-29 | 1355 HARWOOD STREET #313, Vancouver, BC V6E 3W3 | Electrical Permit | Residential | Tenant Improvement | Completed | Installation / Repair - Residential - - change from x1 vanity light into x2 vanity lights | Guang Yuan Electrical Ltd
EP-2022-05884 | 2022-07-14 | 1550 BARCLAY STREET #209, Vancouver, BC V6G 3B1 | Electrical Permit | Residential | Renovation - Dwelling Unit(s) only | Completed | Installation / Repair - Residential - Install a ceiling fan in a bedroom. 3 story wood frame building. Going from light switch through crown molding to ceiling fan future location | Ryan J P Lundquist
MP-2023-01530 | 2023-08-18 | 1789 DAVIE STREET #303, Vancouver, BC V6G 1W5 | Mechanical Permit | NULL | NULL | Issued | NULL | Reliance Comfort Limited Partnership
EP-2023-07581 | 2023-10-12 | 1789 DAVIE STREET #303, Vancouver, BC V6G 1W5 | Electrical Permit | Commercial | Addition | Issued | Installation / Repair - Commercial - HEAT PUMP INSTALL -Main source of heat is the gas furnace , heat pump is mainly used for the a/c -HP MCA: 25A *MP-2023-01530: Issued (Heating and Cooling) | Reliance Comfort Limited Partnership
PP-2023-03763 | 2023-10-25 | 1355 HARWOOD STREET #414, Vancouver, BC V6E 3W3 | Plumbing Permit | Commercial | Renovation | Completed | Commercial - UNIT #414 - 4TH FLOOR - Replacing the tub and the diverter Running water to the fridge >BP: #414 Interior alterations to provide improvements to this dwelling unit #414 on the 4th floor of this existing multiple-dwelling building on this site. | Aquafirst Plumbing and Heating Inc
EP-2023-09836 | 2023-11-09 | 1355 HARWOOD STREET #414, Vancouver, BC V6E 3W3 | Electrical Permit | Commercial | Renovation | Completed | Installation / Repair - Commercial - kitchen renovation and installing 4 pot lights. >BP: Interior alterations to provide improvements to this dwelling unit #414 on the 4th floor of this existing multiple-dwelling building on this site. OK for DTI per W. Wong October 18, 2023 | Amir Hossein Rastjoo
EP-2022-06536 | 2022-08-04 | 1924 COMOX STREET #108, Vancouver, BC V6G 1R4 | Electrical Permit | Residential | Renovation - Dwelling Unit(s) only | Completed | Installation / Repair - Residential - wiring 2 x 20 a circuit for kitchen counterplugs. wiring 2 x ceiling lights relocating range outlet replace fixtures and covers. >BP: Interior alterations to provide improvements to dwelling unit #108 on the ground floor of this multiple dwelling building on this site. E2 - Appliances - Upgrade to an Energuide/Energy Star appliance (fridge; dishwasher) OK to process as DTI as per W. Wong June 30, 2022 | Dormit X Enterprises Ltd
PP-2022-02887 | 2022-08-19 | 1924 COMOX STREET #108, Vancouver, BC V6G 1R4 | Plumbing Permit | Residential | Renovation | Completed | Residential - Re/re of plumbing fixtures in unit. No change to the actually piping. New Toilet, Bathtub, lav, kitchen sink, dishwasher and faucets. >BP: #108 Interior alterations to provide improvements to dwelling unit #108 on the ground floor of this multiple dwelling building on this site. E2 - Appliances - Upgrade to an Energuide/Energy Star appliance (fridge; dishwasher) | Flawless Plumbing Heating & Gas Ltd
EP-2023-06463 | 2023-07-21 | 1924 COMOX STREET #211, Vancouver, BC V6G 1R4 | Electrical Permit | Residential | Renovation | Completed | Installation / Repair - Residential - Relocate Kitchen appliance plug location Install GFCI counter plug -There are not outside walls or party wall. No ceiling cutting. Using existing wiring. | Edik Zohrabian
PP-2022-02256 | 2022-06-27 | 2077 NELSON STREET #1001, Vancouver, BC V6G 2Y2 | Plumbing Permit | Residential | Renovation | Completed | Residential - Kitchen and bathroom renovation #1001 - 10th floor Interior alterations to provide improvements to the existing unit#1001 on the 10th floor in this existing multiple dwelling building on this site. Scope of work includes new island kitchen, flooring, new fixtures, millwork, removing a partition wall to create an open space concept, some electrical and plumbing work. | Drips & Drains Plumbing and Heating Ltd
EP-2022-04022 | 2022-05-16 | 2077 NELSON STREET #1001, Vancouver, BC V6G 2Y2 | Electrical Permit | Residential | Renovation | Completed | Installation / Repair - Residential - Suite renovation. Repair and replace wiring in 2 bathrooms, kitchen and general areas that are opened up. New circuits for kitchen and bathrooms will be run in drop ceiling as opposed to cast in EMT. Add smoke detectors in bedrooms. >BP: #1001 - 10th floor Interior alterations to provide improvements to the existing unit#1001 on the 10th floor in this existing multiple dwelling building on this site. Scope of work includes new island kitchen, flooring, new fixtures, millwork, removing a partition wall to create an open space concept, some electrical and plumbing work. Note to Applicant: The services of a structural engineer may be required, based upon site inspection by the District Building Inspector OK for Field Review per K. Vogt February 15, 2022 E2 - Appliances - Upgrade to an Energuide/Energy Star appliance (fridge and dishwasher) Energy checklist is currently no longer required with your Building Permit (BP) application. Some supporting documents are still required at BP stage, specifically Envelope and HVAC, if applicable. Service Water Heating and Lighting supporting documents, if applicable, must be submitted with your related trades permits (e.g. electrical and plumbing). All energy upgrades will be checked during inspections stage. It is the applicant’s responsibility to identify and note all required upgrades including energy upgrades on their BP drawings at BP stage. | ACE Integrated Systems Ltd
PP-2022-00228 | 2022-01-25 | 1740 COMOX STREET #502, Vancouver, BC V6G 2Z1 | Plumbing Permit | Residential | Renovation - Dwelling Unit(s) only | Completed | Residential - SUITE #502 - abs roughing & water piping #502 Interior alterations to provide improvements to the bathroom and kitchen in this existing unit on the 5th floor of this multiple dwelling building on this site. Scope of work includes: remove walls in kitchen, re&re bathroom fixtures/finishes, millwork, appliances, flooring, plumbing and electrical work | Morteza Shahrvand
PP-2023-02681 | 2023-07-28 | 1995 BEACH AVENUE #1403, Vancouver, BC V6G 2Y3 | Plumbing Permit | Commercial | Renovation - Dwelling Unit(s) only | Issued | Commercial - redoing two bathrooms and a kitchen >BP: Interior alterations to renovate this dwelling unit #1403 on the 14th floor of this existing multiple dwelling building on this site. | Haigh Mechanical
NULL | NULL | 1995 BEACH AVENUE #1403, Vancouver, BC V6G 2Y3 | Electrical Permit | Commercial | Renovation | Withdrawn | Installation / Repair - Commercial - This is renovation | Sunrays Electrical Ltd
NULL | NULL | 1995 BEACH AVENUE #1403, Vancouver, BC V6G 2Y3 | Electrical Permit | Commercial | Renovation | Withdrawn | Installation / Repair - Commercial - RENOVATION | Sunrays Electrical Ltd
EP-2023-07189 | 2023-08-08 | 1995 BEACH AVENUE #1403, Vancouver, BC V6G 2Y3 | Electrical Permit | Commercial | Renovation - Dwelling Unit(s) only | Issued | Installation / Repair - Commercial - Installation of additional receptacles and lights. >BP: Interior alterations to renovate this dwelling unit #1403 on the 14th floor of this existing multiple dwelling building on this site. OK to process as DTI as per J. Zhang May 3, 2023 | Sunrays Electrical Ltd
EP-2023-06295 | 2023-07-13 | 1236 BIDWELL STREET #401, Vancouver, BC V6G 2K9 | Electrical Permit | Commercial | Addition | Completed | Installation / Repair - Commercial - INSTALLATION OF SECURITY SYSTEM | ADT Security Services Canada Inc
EP-2022-06592 | 2022-08-08 | 1080 BROUGHTON STREET #306, Vancouver, BC V6G 2A8 | Electrical Permit | Commercial | Tenant Improvement | Completed | Installation / Repair - Commercial - Wiring a 20 amp receptacle in the bedroom. | Skylight Electric Ltd
EP-2022-01496 | 2022-02-25 | 1510 NELSON STREET #208, Vancouver, BC V6G 1M1 | Electrical Permit | Residential | Addition | Completed | Installation / Repair - Residential - -Install DCC 9 40A in electrical meter room -Scan and core hole -Supply and install teck cable into the parkade -Supply and install JB to transition from teck to EMT conduit -Supply and install EMT conduit to preferred location -Install disconnect switch that is lockable -Install Flo charger Hardwire -Turn on and test Main Service (600A single) 124.8 KW Existing Peak Consuption 89.000 KW Existing Peak Consuption @ 125% 111.25 KW Proposted EV Load 6.6 KW New Total Connected Load 117.85 KW | TDR Electric Inc
NULL | NULL | 1510 NELSON STREET #302, Vancouver, BC V6G 1M1 | Mechanical Permit | NULL | NULL | Draft | NULL | Milani Plumbing Heating & Air Conditioning Ltd
EP-2023-03701 | 2023-05-03 | 1510 NELSON STREET #302, Vancouver, BC V6G 1M1 | Electrical Permit | Commercial | Renovation - Dwelling Unit(s) only | Completed | Installation / Repair - Commercial - Adding a new circuit for heat pump *An approved mechanical permit is required for the installation of air conditioning or heat pump unit at the time of installation before an electrical inspection will be performed Amend: Nov 16, 2023 change unit number to unit #302 | Douglas Millington o/a Moose Electric
MP-2023-02002 | 2023-11-08 | 1510 NELSON STREET #302, Vancouver, BC V6G 1M1 | Mechanical Permit | NULL | NULL | Issued | NULL | Ashton Service Group/Ashton Mechanical Ltd.
SP-2022-00272 | 2022-03-02 | 1193 MAIN STREET, Vancouver, BC V6A 4B6 | Sprinkler Permit | Commercial | Tenant Improvement | Issued | Commercial - relocate 2 and add 2 new sprinklers for new layouts >Interior alterations to provide tenant improvements of this existing retail use (Medical Marijuana-Related Use) on the ground floor of this existing mixed-use building on this site. Scope of work includes : remove partition walls and doors (WWOP), new partition walls and doors, new washroom, and electrical work. Tenant: The Herb Co. Society Mount Pleasant INC OK for field review as per C.Yue on May 1/19 Selected Energy Upgrade: L2 - Lighting - Upgrade to incorporate Space Control systems (per 9.4.1.2 of ASHRAE 90.1 - 2010) Related to: DP-2017-00204 *****This application does not include any of the following: 1. Not more than 20 sprinklers (add, relocate, or remove), 2. hydraulic calculations, 3. change in occupancy and /or hazard classification, 4. warehouse storage arrangements, 5. mobile compact storage arrangements, 6. alternative solutions, 7. changes to the sprinkler system supply piping (e.g. valves, mains, cross-mains, branch-lines, etc.), or 8. flexible sprinkler pipe. | Yu Fire Protection Inc.
EP-2022-01725 | 2022-03-07 | 120 MILROSS AVENUE #2301, Vancouver, BC V6A 4K7 | Electrical Permit | Residential | Tenant Improvement | Completed | Installation / Repair - Residential - Demo exciting BB heaters. Adding HVAC split unit (25A 208V). Adding 208V miele steam oven. 6 pot lights in the kitchen. 3 pots in each bathroom and new bathroom fans. -The A/C unit will be located on the patio. >BP: >BP: To permit exterior and interior alterations to this existing Unit #2301 in this Multiple Dwelling Building on this site. Scope of Work- Reconfigure layout to bedrooms, kitchen & bathroom updates, remove & install interior walls & doors, adding a new exterior door from the Master Bedroom to the Balcony. - New A/C unit, updates to trim, removing popcorn ceiling, adding fake floor in den area, new tile, appliances and new gas fireplace, millwork, plumbing fixtures and electrical work, flooring & painting. Ok For Field Review per A.Campbell - April.20.2021 OK For Exterior Alts per A.Wroblewski DBI to determine if Sprinklered permit is required & Architectural to be sealed Energy Upgrade: L2 - Lighting - Install lighting dimmer, timers, and/or motion detectors on interior lights Letter of Assurances rec'd: Schedule B Architectural submitted (Window Replacement) per Andrea Eng, 604-454-0402 Schedule B Architectural (Window Replacement) submitted per Joseph Zhang, 604-882-6855 Note: A/C unit to conform to City of Vancouver Noise By-Law. (The sound level of the mechanical equipment shall comply with the Noise Control By-law #6555.) (Note: Air conditioning units are not to exceed a noise level of 55 db during the daytime and 45 db at night.) | TDR Electric Inc
SP-2022-00740 | 2022-05-11 | 120 MILROSS AVENUE #2301, Vancouver, BC V6A 4K7 | Sprinkler Permit | Commercial | Tenant Improvement | Completed | Commercial - Alterations to (x9) Sprinkler heads. #2301 To permit exterior and interior alterations to this existing Unit #2301 in this Multiple Dwelling Building on this site. Scope of Work- Reconfigure layout to bedrooms, kitchen & bathroom updates, remove & install interior walls & doors, adding a new exterior door from the Master Bedroom to the Balcony. - New A/C unit, updates to trim, removing popcorn ceiling, adding fake floor in den area, new tile, appliances and new gas fireplace, millwork, plumbing fixtures and electrical work, flooring & painting. *****This application does not include any of the following: 1. Not more than 20 sprinklers (add, relocate, or remove), 2. hydraulic calculations, 3. change in occupancy and /or hazard classification, 4. warehouse storage arrangements, 5. mobile compact storage arrangements, 6. alternative solutions, 7. changes to the sprinkler system supply piping (e.g. valves, mains, cross-mains, branch-lines, etc.), or 8. flexible sprinkler pipe. | Fire Pro Fire Protection Ltd.
PP-2022-00568 | 2022-02-18 | 120 MILROSS AVENUE #2301, Vancouver, BC V6A 4K7 | Plumbing Permit | Commercial | Renovation - Dwelling Unit(s) only | Completed | Commercial - SUITE #2301 - Rough in new shower in existing location (drain and water pipe may move slightly) Rough in new tub in existing location (drain and water pipe may move slightly) Relocate existing kitchen sink and dishwasher location. Water line for fridge. #2301 To permit exterior and interior alterations to this existing Unit #2301 in this Multiple Dwelling Building on this site. Scope of Work- Reconfigure layout to bedrooms, kitchen & bathroom updates, remove & install interior walls & doors, adding a new exterior door from the Master Bedroom to the Balcony. - New A/C unit, updates to trim, removing popcorn ceiling, adding fake floor in den area, new tile, appliances and new gas fireplace, millwork, plumbing fixtures and electrical work, flooring & painting. | Status Mechanical Ltd
EP-2022-01331 | NULL | 120 MILROSS AVENUE #2301, Vancouver, BC V6A 4K7 | Electrical Permit | Residential | Renovation | Withdrawn | Installation / Repair - Residential - Renovation. power and lighting --rework existing electrical -bringing circuits up to code (AFCI breakers and tamper-resistant receptacles) -add AC unit -Pot lights in kitchen and bathrooms >BP: To permit exterior and interior alterations to this existing Unit #2301 in this Multiple Dwelling Building on this site. Scope of Work- Reconfigure layout to bedrooms, kitchen & bathroom updates, remove & install interior walls & doors, adding a new exterior door from the Master Bedroom to the Balcony. - New A/C unit, updates to trim, removing popcorn ceiling, adding fake floor in den area, new tile, appliances and new gas fireplace, millwork, plumbing fixtures and electrical work, flooring & painting. Ok For Field Review per A.Campbell - April.20.2021 OK For Exterior Alts per A.Wroblewski DBI to determine if Sprinklered permit is required & Architectural to be sealed Energy Upgrade: L2 - Lighting - Install lighting dimmer, timers, and/or motion detectors on interior lights Letter of Assurances rec'd: Schedule B Architectural submitted (Window Replacement) per Andrea Eng, 604-454-0402 Schedule B Architectural (Window Replacement) submitted per Joseph Zhang, 604-882-6855 Note: A/C unit to conform to City of Vancouver Noise By-Law. (The sound level of the mechanical equipment shall comply with the Noise Control By-law #6555.) (Note: Air conditioning units are not to exceed a noise level of 55 db during the daytime and 45 db at night.) | NULL
EP-2023-08013 | 2023-09-05 | 1740 COMOX STREET #1706, Vancouver, BC V6G 2Z1 | Electrical Permit | Commercial | Renovation - Dwelling Unit(s) only | Completed | Installation / Repair - Commercial - Remove existing panel and Install New Panel, new panel will be installed in Unit 1706. | Patturn Electrical Solutions Ltd
PP-2022-00446 | 2022-02-09 | 933 SEYMOUR STREET #PH4, Vancouver, BC V6B 6L6 | Plumbing Permit | Residential | Renovation - Dwelling Unit(s) only | Completed | Residential - SUITE PH04 - 13TH FLOOR- Renovating washroom RE and Re of shower, toilet, Vanity. | Trust It Plumbing Inc
SP-2023-01014 | 2023-06-08 | 1199 SEYMOUR STREET #3202, Vancouver, BC V6B 1K3 | Sprinkler Permit | Commercial | Renovation - Dwelling Unit(s) only | Completed | Commercial - Add two heads to suit proposed floor plan >BP: #3202 - 1199 Seymour Street Interior alterations to add a bedroom to unit #3202 of 1199 Seymour Street (Tower A) of this existing multiple dwelling building. *****This application does not include any of the following: 1. Not more than 20 sprinklers (add, relocate, or remove), 2. hydraulic calculations, 3. change in occupancy and /or hazard classification, 4. warehouse storage arrangements, 5. mobile compact storage arrangements, 6. alternative solutions, 7. changes to the sprinkler system supply piping (e.g. valves, mains, cross-mains, branch-lines, etc.), or 8. flexible sprinkler pipe. | Fire Pro Fire Protection Ltd.
MP-2023-01047 | 2023-06-09 | 1199 SEYMOUR STREET #3202, Vancouver, BC V6B 1K3 | Mechanical Permit | NULL | NULL | Completed | NULL | Lower Mainland Refrigeration Systems Ltd
EP-2023-04771 | 2023-05-30 | 1199 SEYMOUR STREET #3202, Vancouver, BC V6B 1K3 | Electrical Permit | Residential | Renovation - Dwelling Unit(s) only | Completed | Installation / Repair - Residential - Relocate outlets in newly created bedroom. >BP: Interior alterations to add a bedroom to unit #3202 of 1199 Seymour Street (Tower A) of this existing multiple dwelling building. Ok for Field Review as per Manuel Meier - Apr 21, 2023 Notes: - This building is sprinklered. DBI to determine on site if a separate sprinkler permit is required. | Nelson Grant Chow
PP-2022-03923 | 2022-11-03 | 1188 RICHARDS STREET #1809, Vancouver, BC V6B 3E6 | Plumbing Permit | Residential | Renovation | Completed | Residential - Replace the bathtub with a shower. ***Any structural or building work may require a building permit. | BRAYTON PLUMBING LTD
EP-2022-09386 | 2022-11-07 | 1188 RICHARDS STREET #1809, Vancouver, BC V6B 3E6 | Electrical Permit | Residential | Renovation - Dwelling Unit(s) only | Completed | Installation / Repair - Residential - Addition of LED Fixtures in a bathroom as well as a removal of a bathroom heat lamp -just adding potlights in a drop ceiling | CSK Electric Inc
EP-2022-04040 | 2022-05-17 | 1500 PENDRELL STREET #203, Vancouver, BC V6G 3A5 | Electrical Permit | Residential | Renovation - Dwelling Unit(s) only | Completed | Installation / Repair - Residential - Kitchen: New LED under cabinet lighting and switch. Wiring and boxes for pendant lights, plus (3) pot lights. New circuit from panel with Arc fault receptacle for micro hood. Bathroom: Remove BBH and install conduit and wiring for floor heat. New shower pot light and switch, Strip lighting and switch for mirror. >#203 - 2nd floor Interior alterations to this existing dwelling unit on the 2nd floor (#203) in this existing multiple dwelling building. Scope of work: kitchen and bathroom reno. Raising drop ceiling in kitchen, new flooring, cabinets, fixtures, LED pot lights, LED lighting to cabinets. Electrical, plumbing, & sprinklers to suit. | Hot Electric Inc.
EP-2023-06612 | 2023-10-26 | 1265 BARCLAY STREET #702, Vancouver, BC V6E 1H5 | Electrical Permit | Commercial | Renovation - Dwelling Unit(s) only | Completed | Installation / Repair - Commercial - Adding 10 puck lights under cabinet in kitchen. Apartment is getting renovation because of neighbour flood. Also moving a switch and a plug as inside kitchen wall is being altered to make more cabinet space. Strata letter in BP >BP: #702 Interior alterations to provide improvements to dwelling unit #702 on the 7th floor of this existing multiple dwelling building on this site. OK for DTI per W. Wong September 27, 2023 | Ryan J P Lundquist
PP-2022-04189 | 2022-11-21 | 1655 NELSON STREET #412, Vancouver, BC V6G 1M4 | Plumbing Permit | Commercial | Renovation - Dwelling Unit(s) only | Completed | Commercial - SUITE #412 - Installing a new 18" dishwasher. Attaching to existing kitchen drain and hot water supply. | Hectech Mechanical Ltd
EP-2022-10103 | 2022-12-01 | 1069 BARCLAY STREET, Vancouver, BC V6E 1G5 | Electrical Permit | Residential | Renovation | Issued | Installation / Repair - Residential - Replace Faulty fire alarm panel | Tytan Electric Inc.
MP-2022-00156 | 2022-08-26 | 1010 RICHARDS STREET #H2303, Vancouver, BC V6B 1G2 | Mechanical Permit | NULL | NULL | Completed | NULL | Milani Electric Limited
EP-2022-07882 | 2022-10-03 | 1010 RICHARDS STREET #H2304, Vancouver, BC V6B 1G2 | Electrical Permit | Residential | Renovation | Completed | Installation / Repair - Residential - Electrical supply for Dsplit- AC Unit | Milani Electric Limited
EP-2023-07865 | 2023-10-10 | 1010 RICHARDS STREET #H2401, Vancouver, BC V6B 1G2 | Electrical Permit | Commercial | Renovation | Completed | Installation / Repair - Commercial - Electrical supply for Dsplit *MP-2023-01588: Issued (Heating and Cooling) | Milani Electric Limited
MP-2023-01588 | 2023-08-29 | 1010 RICHARDS STREET #H2401, Vancouver, BC V6B 1G2 | Mechanical Permit | NULL | NULL | Completed | NULL | Milani Plumbing Heating & Air Conditioning Ltd
MP-2023-00074 | 2023-01-18 | 1010 BURNABY STREET #905, Vancouver, BC V6E 4L8 | Mechanical Permit | NULL | NULL | Completed | NULL | Milani Electric Limited
EP-2023-00434 | 2023-01-19 | 1010 BURNABY STREET #905, Vancouver, BC V6E 4L8 | Electrical Permit | Residential | Renovation | Completed | Installation / Repair - Residential - Electrical supply for Dsplit related MP-2023-00074 | Milani Electric Limited
EP-2023-00924 | 2023-02-08 | 1010 BURNABY STREET #1002, Vancouver, BC V6E 4L8 | Electrical Permit | Residential | Renovation | Completed | Installation / Repair - Residential - Electrical supply for Dsplit *MP-2023-00139 | Milani Electric Limited
MP-2023-00139 | 2023-02-02 | 1010 BURNABY STREET #1002, Vancouver, BC V6E 4L8 | Mechanical Permit | NULL | NULL | Completed | NULL | Milani Electric Limited
MP-2023-00077 | 2023-01-18 | 1010 BURNABY STREET #1003, Vancouver, BC V6E 4L8 | Mechanical Permit | NULL | NULL | Completed | NULL | Milani Electric Limited
EP-2023-00437 | 2023-02-08 | 1010 BURNABY STREET #1003, Vancouver, BC V6E 4L8 | Electrical Permit | Residential | Renovation | Completed | Installation / Repair - Residential - Electrical supply for Dsplit related: MP-2023-00077 >Permit Amendment Aug 29, 2023 -"Wire pictures for inspectors reference" *Document(s) uploaded to "Application Documents" tab for Electrical Inspector review. Documents are at pending status at time of permit amendment approval. | Milani Electric Limited
EP-2022-09063 | 2022-10-25 | 1010 BURNABY STREET #1102, Vancouver, BC V6E 4L8 | Electrical Permit | Commercial | Renovation - Dwelling Unit(s) only | Completed | Installation / Repair - Commercial - UNIT #1102 - Install undercabinet light in bathroom and move replace switches and plugs >BP: #1102 Interior alterations to provide improvements to the bathroom of unit #1102 in this existing multiple dwelling building on this site. | ELECTRICAL SAVVY CONTRACTING INC
PP-2022-03435 | 2022-09-28 | 1010 BURNABY STREET #1102, Vancouver, BC V6E 4L8 | Plumbing Permit | Commercial | Renovation | Completed | Commercial - shower renovation >BP: #1102 Interior alterations to provide improvements to the bathroom of unit #1102 in this existing multiple dwelling building on this site. | Conor Whyte Plumbing And Heating Limited
PP-2022-03493 | 2022-10-03 | 1010 BURNABY STREET #1203, Vancouver, BC V6E 4L8 | Plumbing Permit | Commercial | Addition | Completed | Commercial - UNIT# 1203 New waterline for ice maker in kitchen | Dhami, Ravinder Singh DBA: Saipar Plumbing and Heating
EP-2022-07933 | 2022-10-03 | 1010 BURNABY STREET #1203, Vancouver, BC V6E 4L8 | Electrical Permit | Commercial | Renovation - Dwelling Unit(s) only | Completed | Installation / Repair - Commercial - Condo renovation - Relocating range rec and fridge rec - Installing new led low voltage strip lighting in bedroom+entry closets - Reversing bathroom switches to inside of bathroom - Installing new pots in bathrooms | Southpoint Electric Ltd
NULL | NULL | 928 RICHARDS STREET #313, Vancouver, BC V6B 6P6 | Plumbing Permit | Commercial | Renovation | Draft | Commercial - Move kitchen to original location (from one room to another). Drain in original location as we are in a condo tower and 2 units below have kitchen in same area. Remove pipes from old location (running from shared wall to bathroom so will have to remove and seal as no longer will be used). | H2O Cycle Solutions Inc
PP-2022-01731 | 2022-07-29 | 1001 RICHARDS STREET #2310, Vancouver, BC V6B 1J6 | Plumbing Permit | Commercial | Renovation | Completed | Commercial - Kitchen water lines in the unit were cracked (kinked by building settling) we are abandoning the old lines and running new ones. **No Building alterations or Building work otherwise a BP will be required | Ashton Service Group/Ashton Mechanical Ltd.
EP-2022-04925 | 2022-07-26 | 1001 RICHARDS STREET #2310, Vancouver, BC V6B 1J6 | Electrical Permit | Residential | Renovation | Completed | Installation / Repair - Residential - Disconnect and reconnect electrical in hallway and bedroom wall to facilitate renovations | Novawest Electrical Services Ltd
NULL | NULL | 1655 NELSON STREET #305, Vancouver, BC V6G 1M4 | Plumbing Permit | Residential | Addition | Draft | Residential - nkbnkv | Milani Plumbing Heating & Air Conditioning Ltd
PP-2023-04422 | 2023-12-22 | 1655 NELSON STREET #305, Vancouver, BC V6G 1M4 | Plumbing Permit | Commercial | Renovation - Dwelling Unit(s) only | Issued | Commercial - installing a washing machine in bathroom | Milani Plumbing Heating & Air Conditioning Ltd
EP-2022-05620 | 2022-07-04 | 1379 HOWE STREET, Vancouver, BC V6Z 1R7 | Electrical Permit | Commercial | Tenant Improvement | Completed | Installation / Repair - Commercial - Replacing original neon sign with new LED sign and connecting to existing power. Sign is located on third floor on Howe street side of hotel | Global Environmental Lighting Services Ltd
PP-2023-00256 | 2023-01-26 | 1379 HOWE STREET, Vancouver, BC V6Z 1R7 | Plumbing Permit | Commercial | Renovation | Completed | Commercial - Adding 3 floor drains and addition of bar sinks and glass washer >Interior alterations to the existing Restaurant - Class 1 on the 9th floor for the existing hotel use (Vintage Park Executive Hotel) on this site. Scope of work: new drink station/bar, adjusted seating plan. OK for field review per D.Langevin Aug 2nd, 2022 Letters of Assurance rec'd: Schedules A & B - Architecture submitted as per Nicholas Wassbluth - 604.612.5095 Schedule B - Electrical submitted as per Mohammad Ali Rahimpoor - 604.734.9338 Schedule B - Mechanical & Plumbing submitted as per Chien Ming Ivan Fu - 604.734.9338 Energy Upgrade - E2 - Lighting - Upgrade to incorporate Scheduled Shutoff (per 9.4.1.1.(i) of ASHRAE 90.1-2016) Note: Energy checklist is currently no longer required with your Building Permit (BP) application. Some supporting documents are still required at BP stage, specifically Envelope and HVAC, if applicable. Service Water Heating and Lighting supporting documents, if applicable, must be submitted with your related trades permits (e.g. electrical and plumbing). All energy upgrades will be checked during inspections stage. It is the applicant’s responsibility to identify and note all required upgrades including energy upgrades on their BP drawings at BP stage. | DMS Mechanical Ltd
EP-2023-01336 | 2023-03-07 | 1379 HOWE STREET, Vancouver, BC V6Z 1R7 | Electrical Permit | Commercial | Renovation | Completed | Installation / Repair - Commercial - Install light fixture, receptacle, exit lights, strip lights, wiring for blind automation and replace old receptacles. >BP: Interior alterations to the existing Restaurant - Class 1 on the 9th floor for the existing hotel use (Vintage Park Executive Hotel) on this site. Scope of work: new drink station/bar, adjusted seating plan. OK for field review per D.Langevin Aug 2nd, 2022 Letters of Assurance rec'd: Schedules A & B - Architecture submitted as per Nicholas Wassbluth - 604.612.5095 Schedule B - Electrical submitted as per Mohammad Ali Rahimpoor - 604.734.9338 Schedule B - Mechanical & Plumbing submitted as per Chien Ming Ivan Fu - 604.734.9338 Energy Upgrade - E2 - Lighting - Upgrade to incorporate Scheduled Shutoff (per 9.4.1.1.(i) of ASHRAE 90.1-2016) Note: Energy checklist is currently no longer required with your Building Permit (BP) application. Some supporting documents are still required at BP stage, specifically Envelope and HVAC, if applicable. Service Water Heating and Lighting supporting documents, if applicable, must be submitted with your related trades permits (e.g. electrical and plumbing). All energy upgrades will be checked during inspections stage. It is the applicant’s responsibility to identify and note all required upgrades including energy upgrades on their BP drawings at BP stage. | AZ ELECTRICAL SERVICES LTD
NULL | NULL | 1379 HOWE STREET, Vancouver, BC V6Z 1R7 | Gas Permit | Commercial | Renovation | Draft | Commercial - re re kitchen equipment | NULL
PP-2023-03608 | 2023-10-13 | 1050 SMITHE STREET #1701, Vancouver, BC V6E 4T4 | Plumbing Permit | Commercial | Renovation - Dwelling Unit(s) only | Issued | Commercial - Bathroom renovation. Replacing existing bathtub and valves. Kitchen renovation. Everything stays in the same location. >BP: Interior alterations to renovate this existing dwelling unit #1701 on the 17th floor of this existing Multiple Dwelling building on this site. | Hippo Plumbing and Heating Ltd
EP-2023-02665 | 2023-03-28 | 1165 BURNABY STREET #802, Vancouver, BC V6E 1P3 | Electrical Permit | Residential | Renovation | Completed | Installation / Repair - Residential - Kitchen renovation - relocate lighting, receptacles for new kitchen layout. >BP: Interior alterations to provide improvements to the dwelling unit on the 8th floor (#802) in this existing multiple dwelling building on this site. Scope of work: remove/construct select partition walls, new flooring, bulkhead, replacement of baseboard heaters, sinks, appliances, millwork, finishes, lighting, electrical and plumbing work. Architectural Schedule B submitted by Greg Boothroyd, Architect, ph: 604-683-7633 OK for Field Review per W. Wong; Nov. 15, 2022 E2 - Appliances - Upgrade to an Energuide/Energy Star appliance (fridge, dishwasher) Energy checklist is currently no longer required with your Building Permit (BP) application. Some supporting documents are still required at BP stage, specifically Envelope and HVAC, if applicable. Service Water Heating and Lighting supporting documents, if applicable, must be submitted with your related trades permits (e.g. electrical and plumbing). All energy upgrades will be checked during inspections stage. It is the applicant’s responsibility to identify and note all required upgrades including energy upgrades on their BP drawings at BP stage. | Big Power Electric Ltd
MP-2024-00003 | 2024-01-04 | 1199 SEYMOUR STREET #2507, Vancouver, BC V6B 1K3 | Mechanical Permit | NULL | NULL | Completed | NULL | Ashton Service Group/Ashton Mechanical Ltd.
EP-2024-00504 | NULL | 1199 SEYMOUR STREET #2507, Vancouver, BC V6B 1K3 | Electrical Permit | Commercial | Renovation - Dwelling Unit(s) only | In Review | Installation / Repair - Commercial - We will be adding a circuit for a heat pump -reference: MP-2024-00003 | Douglas Millington o/a Moose Electric
EP-2022-02152 | 2022-03-17 | 1465 COMOX STREET #108, Vancouver, BC V6G 1N9 | Electrical Permit | Residential | Renovation | Completed | Installation / Repair - Residential - Branch circuit to the washroom | Robert William Spick
EP-2022-07993 | 2022-09-23 | 1690 DAVIE STREET, Vancouver, BC V6G 1V9 | Electrical Permit | Commercial | Tenant Improvement | Completed | Installation / Repair - Commercial - Retrofit TD Signs to LED | Top's Lighting (2003) Ltd
EP-2024-00451 | NULL | 1682 DAVIE STREET, Vancouver, BC V6G 1V9 | Electrical Permit | Commercial | Addition | Application Incomplete | Installation / Repair - Commercial - addition of oven plug | THE PRIME TIME ELECTRIC LTD
NULL | NULL | 1682 DAVIE STREET, Vancouver, BC V6G 1V9 | Electrical Permit | Commercial | Addition | Draft | Installation / Repair - Commercial - addition of wall oven recpitical 220 volt 40amps | NULL
NULL | NULL | 1682 DAVIE STREET, Vancouver, BC V6G 1V9 | Electrical Permit | Commercial | NULL | Draft | Annual / Operating - There will be an electric convection oven (240V, 3 Phase, 22 kW; double deck, standard depth, full size) permanently connected in the mini prep kitchen. | NULL
NULL | NULL | 1682 DAVIE STREET, Vancouver, BC V6G 1V9 | Electrical Permit | Commercial | Addition | Draft | Installation / Repair - Commercial - addition of three recepticals 120 volt | THE PRIME TIME ELECTRIC LTD
EP-2023-07660 | 2023-08-23 | 1682 DAVIE STREET, Vancouver, BC V6G 1V9 | Electrical Permit | Commercial | Addition | Completed | Installation / Repair - Commercial - Installation of 3 receptacles. | THE PRIME TIME ELECTRIC LTD
PP-2023-03199 | 2023-09-27 | 1682 DAVIE STREET, Vancouver, BC V6G 1V9 | Plumbing Permit | Commercial | Tenant Improvement | Completed | Commercial - Add 3 component sink 50 GPM - 3-comp (18x15x13 x 3) >BP: 1682 Davie Street Interior alterations to this existing commercial space to change the use from Small Scale Pharmacy (E) to Retail Limited Foods (E). Scope of work includes: 1) Addition of a small prep kitchen (for sandwiches and cold food items) 2) Repainting of walls, addition of electrical outlets and plumbing alterations for prep kitchen | SamTek Mechanical Ltd.
EP-2023-07951 | 2023-09-15 | 1680 DAVIE STREET, Vancouver, BC V6G 1V9 | Electrical Permit | Commercial | Renovation | Completed | Installation / Repair - Commercial - Security Alarm installation & Camera wiring. >BP: Interior alterations, and a change the use & occupancy from Retail Use (Group E) to Office Use (Group D) to provide new tenant improvements on the health care office tenant in this ground floor unit of this existing Commercial/Residential building on this site. Scope of work includes demolishing all existing interior walls, millworks, ceiling, lightings and plumbing fixtures. Construct new walls, plumbing fixtures, and Lighting fixtures. New Tenant: Dr. K. Alavian Inc. | Husky Alarm Integration Ltd
SP-2023-01251 | 2023-08-08 | 1680 DAVIE STREET, Vancouver, BC V6G 1V9 | Sprinkler Permit | Commercial | Tenant Improvement | Completed | Commercial - Relocate 18 sprinklers >BP: Interior alterations, and a change the use & occupancy from Retail Use (Group E) to Office Use (Group D) to provide new tenant improvements on the health care office tenant in this ground floor unit of this existing Commercial/Residential building on this site. Scope of work includes demolishing all existing interior walls, millworks, ceiling, lightings and plumbing fixtures. Construct new walls, plumbing fixtures, and Lighting fixtures. >*****This application does not include any of the following: 1. Not more than 20 sprinklers (add, relocate, or remove), 2. hydraulic calculations, 3. change in hazard classification, 4. warehouse storage arrangements, 5. mobile compact storage arrangements, 6. alternative solutions, 7. changes to the sprinkler system supply piping (e.g. valves, mains, cross-mains, branch-lines, etc.), or 8. flexible sprinkler pipe. | CENTRE LINE FIRE SPRINKLERS LTD
EP-2023-05587 | 2023-06-23 | 1680 DAVIE STREET, Vancouver, BC V6G 1V9 | Electrical Permit | Commercial | Tenant Improvement | Completed | Installation / Repair - Commercial - Wiring for new dental office. Installation of receptacles, light switches and fixtures. Extra low voltage, Data and phone. >BP: Interior alterations, and a change the use & occupancy from Retail Use (Group E) to Office Use (Group D) to provide new tenant improvements on the health care office tenant in this ground floor unit of this existing Commercial/Residential building on this site. Scope of work includes demolishing all existing interior walls, millworks, ceiling, lightings and plumbing fixtures. Construct new walls, plumbing fixtures, and Lighting fixtures. New Tenant: Dr. K. Alavian Inc. | Shanai Enterprise Inc
PP-2023-02207 | 2023-06-30 | 1680 DAVIE STREET, Vancouver, BC V6G 1V9 | Plumbing Permit | Commercial | Tenant Improvement | Completed | Commercial - Plumbing serving Dental Office >BP: Interior alterations, and a change the use & occupancy from Retail Use (Group E) to Office Use (Group D) to provide new tenant improvements on the health care office tenant in this ground floor unit of this existing Commercial/Residential building on this site. Scope of work includes demolishing all existing interior walls, millworks, ceiling, lightings and plumbing fixtures. Construct new walls, plumbing fixtures, and Lighting fixtures. | Status Mechanical Ltd
EP-2022-02682 | 2022-04-13 | 1234 PENDRELL STREET #408, Vancouver, BC V6E 1L6 | Electrical Permit | Residential | Renovation | Completed | Installation / Repair - Residential - relocate ceiling light and add pot lights -Pot lights are being installed in drop ceiling | WESTPEAK ELECTRICAL LTD
EP-2022-04757 | NULL | 1465 COMOX STREET #208, Vancouver, BC V6G 1N9 | Electrical Permit | Residential | Renovation | Withdrawn | Installation / Repair - Residential - Adding general pot lights in kitchen, dining room, living room, hallway. -No structural work is being done by myself. Only making small holes in ceiling for pot lights. | Keith Mason
EP-2023-10974 | 2023-12-13 | 1550 BARCLAY STREET #109, Vancouver, BC V6G 3B1 | Electrical Permit | Commercial | Renovation - Dwelling Unit(s) only | Issued | Installation / Repair - Commercial - Relocate wiring and add new outlets and fixtures only in Entrance and kitchen >BP: Interior alterations to provide improvements to dwelling unit #109 on the ground floor of this existing multiple dwelling building on this site. Work to remove structural walls and replace with engineered beam. OK for DTI per W.Wong OK FOR FIELD REVIEW PER W.WONG | Bally's Fast Electric Inc
SP-2022-00666 | NULL | 1199 SEYMOUR STREET #2106, Vancouver, BC V6B 1K3 | Sprinkler Permit | Residential | Tenant Improvement | Application Incomplete | Residential - relocate 2 heads to allow for walls to be demolished (Buldheads) | Mountain Fire Protection Ltd
PP-2023-01674 | 2023-07-28 | 1010 BURNABY STREET #602, Vancouver, BC V6E 4L8 | Plumbing Permit | Commercial | Renovation - Dwelling Unit(s) only | Completed | Commercial - Removing washroom tub and installing custom shower >BP: Interior alterations to renovate the bathroom in the unit #602 on the 6th floor of this existing multiple dwelling building. | Dhami, Ravinder Singh DBA: Saipar Plumbing and Heating
PP-2022-01771 | 2022-05-26 | 1188 RICHARDS STREET #505, Vancouver, BC V6B 3E6 | Plumbing Permit | Commercial | Renovation - Dwelling Unit(s) only | Completed | Commercial - Install a kitchen sink and Dishwasher and relocating original placement to a different part of the kitchen. | BRAYTON PLUMBING LTD
EP-2022-04473 | 2022-05-31 | 1188 RICHARDS STREET #505, Vancouver, BC V6B 3E6 | Electrical Permit | Residential | Renovation | Completed | Installation / Repair - Residential - move several light switches and install 8 pot lights | Delbrook Electric Ltd
PP-2022-02428 | 2022-07-14 | 1188 RICHARDS STREET #1105, Vancouver, BC V6B 3E6 | Plumbing Permit | Residential | Renovation - Dwelling Unit(s) only | Completed | Residential - SUITE #1105 - Changing the existing bathtub to shower #1105 Interior alterations to provide improvements to dwelling unit #1105 on the 11th floor of this existing multiple dwelling building on this site. Scope of work includes new lighting throughout, new bulkhead in the kitchen, expanding the kitchen into the dining area, alterations to the interior walls in the bedroom and kitchen. | Seven Mechanical Ltd
EP-2022-05900 | 2022-07-14 | 1188 RICHARDS STREET #1105, Vancouver, BC V6B 3E6 | Electrical Permit | Residential | Renovation | Completed | Installation / Repair - Residential - Installing pot lights, relocating some switches. Kitchen counter plugs stays as are. >BP: #1105 Interior alterations to provide improvements to dwelling unit #1105 on the 11th floor of this existing multiple dwelling building on this site. Scope of work includes new lighting throughout, new bulkhead in the kitchen, expanding the kitchen into the dining area, alterations to the interior walls in the bedroom and kitchen. OK for Field Review per W.Wong Notes: - This building is sprinklered. A separate permit is required for all sprinkler work. - DBI to determine is schedule B, structural, is required. E2 energy upgrades: E2 - Appliances - Upgrade to an Energuide/Energy Star appliance (fridge, dishwasher) E2 – Appliances – Upgrade to an Energuide/Energy Star appliance (washer, dryer) E2 - Lighting - Install lighting dimmer, timers, and/or motion detectors on interior lights E2 - Lighting - Install energy efficient lighting fixtures (single occupied space area) | Levan Electrical Services Inc
SP-2022-01157 | 2022-07-29 | 1188 RICHARDS STREET #1105, Vancouver, BC V6B 3E6 | Sprinkler Permit | Residential | Renovation - Dwelling Unit(s) only | Completed | Residential - add 4 new sprinkler heads to accommodate renovation in unit. >BP: #1105 Interior alterations to provide improvements to dwelling unit #1105 on the 11th floor of this existing multiple dwelling building on this site. Scope of work includes new lighting throughout, new bulkhead in the kitchen, expanding the kitchen into the dining area, alterations to the interior walls in the bedroom and kitchen. >>*****This application does not include any of the following: 1. Not more than 20 sprinklers (add, relocate, or remove), 2. hydraulic calculations, 3. change in occupancy and /or hazard classification, 4. warehouse storage arrangements, 5. mobile compact storage arrangements, 6. alternative solutions, 7. changes to the sprinkler system supply piping (e.g. valves, mains, cross-mains, branch-lines, etc.), or 8. flexible sprinkler pipe. | Five Star Fire Protection Ltd
MP-2022-00571 | 2022-11-21 | 1133 HARWOOD STREET #502, Vancouver, BC V6E 1R9 | Mechanical Permit | NULL | NULL | Completed | NULL | 1236318 BC Ltd DBA Aquatech Vancouver
SP-2023-00746 | 2023-05-01 | 1500 PENDRELL STREET #212, Vancouver, BC V6G 3A5 | Sprinkler Permit | Commercial | Renovation - Dwelling Unit(s) only | Completed | Commercial - UNIT #212 - drop down existing sprinkler head into new dropped ceiling >BP: #212-1500 Pendrell Interior alterations to this existing dwelling unit on the 2nd floor (#212) in this existing multiple dwelling building on the site. Scope of work is to provide kitchen updates and remove interior non-load bearing walls. *****This application does not include any of the following: 1. Not more than 20 sprinklers (add, relocate, or remove), 2. hydraulic calculations, 3. change in occupancy and /or hazard classification, 4. warehouse storage arrangements, 5. mobile compact storage arrangements, 6. alternative solutions, 7. changes to the sprinkler system supply piping (e.g. valves, mains, cross-mains, branch-lines, etc.), or 8. flexible sprinkler pipe. | Yu Fire Protection Inc.
PP-2023-01296 | 2023-04-14 | 1500 PENDRELL STREET #212, Vancouver, BC V6G 3A5 | Plumbing Permit | Commercial | Renovation | Completed | Commercial - Relocation the hot and cold water pipe >BP: Interior alterations to this existing dwelling unit on the 2nd floor (#212) in this existing multiple dwelling building on the site. Scope of work is to provide kitchen updates and remove interior non-load bearing walls. | Orange Mechanical Ltd
EP-2023-01216 | 2023-02-13 | 1500 PENDRELL STREET #212, Vancouver, BC V6G 3A5 | Electrical Permit | Commercial | Renovation - Dwelling Unit(s) only | Completed | Installation / Repair - Commercial - organize wires and install new pot lights for kitchen area >BP: Interior alterations to this existing dwelling unit on the 2nd floor (#212) in this existing multiple dwelling building on the site. Scope of work is to provide kitchen updates and remove interior non-load bearing walls. L2 - Lighting - Install lighting dimmer, timers, and/or motion detectors on interior lights OK for Field Review per S.Yu on Nov 17, 2022 | X Evolution Electric Ltd
EP-2024-00070 | 2024-01-04 | 1238 SEYMOUR STREET #402, Vancouver, BC V6B 6J3 | Electrical Permit | Commercial | Renovation - Dwelling Unit(s) only | Issued | Installation / Repair - Commercial - Install one dedicate branch circuit for microwave, move one switch and one light. We will cut some inside wall and inside ceiling, no cut on fire rated wall. | Rui Power Electric Limited
PP-2023-03897 | NULL | 1238 SEYMOUR STREET #402, Vancouver, BC V6B 6J3 | Plumbing Permit | Commercial | Renovation - Dwelling Unit(s) only | Withdrawn | Commercial - UNIT #402 - move the wash machine PLEASE NOTE: Should the fire separation be breached the District Plumbing Inspector may request a Building Permit. | NULL
SP-2022-00134 | 2022-02-04 | 1238 SEYMOUR STREET #311, Vancouver, BC V6B 6J3 | Sprinkler Permit | Residential | Renovation - Dwelling Unit(s) only | Completed | Residential - (x1) sidewall being installed in Mezzanine closest >BP: #311 To legalized the previous worked done to this existing unit #311 in this existing multiple dwelling building on this site. CF-2020-013315 Scope of work: - Upper Storage closet (40 SF) was converted to a 2nd washroom. - Proposed new enclosed 40 SF area below stairs to replace the previous 40 SF of storage. - To legalized the work done by the previous owner such as opened walk-in closet, washer and dryer relocated below the stairs - Reviewed all plumbing work. Note: - Energy Upgrade: E1 - Lightning - Install motion detector within closets with LED/CFL lightning | Fire Pro Fire Protection Ltd.
PP-2022-00119 | 2022-01-17 | 1238 SEYMOUR STREET #311, Vancouver, BC V6B 6J3 | Plumbing Permit | Commercial | Renovation - Dwelling Unit(s) only | Completed | Commercial - SUITE #311 - bathroom renovations #311 To legalized the previous worked done to this existing unit #311 in this existing multiple dwelling building on this site. CF-2020-013315 | Conor Whyte Plumbing And Heating Limited
EP-2022-00377 | 2022-01-19 | 1238 SEYMOUR STREET #311, Vancouver, BC V6B 6J3 | Electrical Permit | Residential | Renovation - Dwelling Unit(s) only | Completed | Installation / Repair - Residential - Lighting, Plugs, Fixtutres #311 To legalized the previous worked done to this existing unit #311 in this existing multiple dwelling building on this site. Scope of work: - Upper Storage closet (40 SF) was converted to a 2nd washroom. - Proposed new enclosed 40 SF area below stairs to replace the previous 40 SF of storage. - To legalized the work done by the previous owner such as opened walk-in closet, washer and dryer relocated below the stairs - Reviewed all plumbing work. | Clear Energy Solutions Inc
NULL | NULL | 1238 SEYMOUR STREET #311, Vancouver, BC V6B 6J3 | Mechanical Permit | NULL | NULL | Draft | NULL | NULL
PP-2023-02054 | 2023-06-13 | 198 AQUARIUS MEWS #1707, Vancouver, BC V6Z 2Y4 | Plumbing Permit | Commercial | Renovation - Dwelling Unit(s) only | Completed | Commercial - Install 2 tile shower bases, 2 shower fixtures, 1 bathtub and filler, 2 toilets, and 2 vanity sinks, 1 kitchen sink, 1 dishwasher, 1 garburator, 1 fridge. All plumbing rough-ins are existing. **No Building alterations or Building work otherwise a BP will be required | Grant Roberts
EP-2023-05791 | 2023-07-19 | 198 AQUARIUS MEWS #1707, Vancouver, BC V6Z 2Y4 | Electrical Permit | Commercial | Renovation - Dwelling Unit(s) only | Issued | Installation / Repair - Commercial - Added lighting (line voltage/low voltage). re-configure switching and receptacles. Added Ac Unit - No change to Service or Distribution Just bonding new circuits - No Structural Work - Yes Drywall Has been Cut NO MECHANICAL PERMIT AT THIS TIME. | TKG Electic Ltd
EP-2022-07178 | 2022-08-25 | 1088 QUEBEC STREET #2504, Vancouver, BC V6A 4H2 | Electrical Permit | Commercial | Tenant Improvement | Completed | Installation / Repair - Commercial - No change to existing service. Electrical installation for heat pump BP not required Mechanical permit to be obtained . | Moore And Russell Heating And Air Conditioning Ltd
MP-2022-00150 | 2022-08-26 | 1088 QUEBEC STREET #2504, Vancouver, BC V6A 4H2 | Mechanical Permit | NULL | NULL | Completed | NULL | Moore And Russell Heating And Air Conditioning Ltd
EP-2022-05933 | 2022-07-15 | 6532 ARBUTUS STREET, Vancouver, BC V6P 5S5 | Electrical Permit | Commercial | Tenant Improvement | Completed | Installation / Repair - Commercial - Electrical install of heat pump No change to existing service BP not required MP-2022-00015 | Moore And Russell Heating And Air Conditioning Ltd
MP-2022-00015 | 2022-07-16 | 6532 ARBUTUS STREET, Vancouver, BC V6P 5S5 | Mechanical Permit | NULL | NULL | Completed | NULL | Moore And Russell Heating And Air Conditioning Ltd
PP-2022-00085 | 2022-01-14 | 4479 W 10TH AVENUE #403, Vancouver, BC V6R 2H8 | Plumbing Permit | Commercial | Renovation | Completed | Commercial - unit #403 convert tub to shower | Tundra Plumbing Ltd
MP-2023-00965 | 2023-05-30 | 198 AQUARIUS MEWS #2007, Vancouver, BC V6Z 2Y4 | Mechanical Permit | NULL | NULL | Completed | NULL | Callaghan Heating Ltd
EP-2023-04185 | 2023-05-12 | 198 AQUARIUS MEWS #2007, Vancouver, BC V6Z 2Y4 | Electrical Permit | Commercial | Renovation | Completed | Installation / Repair - Commercial - Relocate existing fire alarm speaker to new ceiling hight. 3rd party verification by others. >BP: #2007 - 198 Aquarius Mews Interior alterations to renovate the kitchen area and convert the enclosed balcony (approx. 67sf) into living space at unit #2007 on the 27th level of this existing multiple dwelling building on this site. Scope of work includes: re-re bathrooms, changing kitchen layout, removing fireplace, removing interior wall, storage to remain in current location, New flooring and cabinetry. OK for field review as per Steward Cowdell Oct 28, 2022. Notes: 1. L2 - HVAC - Install timers (up to 60 minute), or humidistat for washroom fan(s) | BD Electrical Ltd
EP-2023-01884 | 2023-03-15 | 198 AQUARIUS MEWS #2007, Vancouver, BC V6Z 2Y4 | Electrical Permit | Residential | Renovation | Completed | Installation / Repair - Residential - Renovation to condo - Renovation to kitchen and bathrooms. Arc fault update to unit. Lighting replace with led wafers -Fire alarm and low voltage by others. >BP: #2007 - 198 Aquarius Mews Interior alterations to renovate the kitchen area and convert the enclosed balcony (approx. 67sf) into living space at unit #2007 on the 27th level of this existing multiple dwelling building on this site. Scope of work includes: re-re bathrooms, changing kitchen layout, removing fireplace, removing interior wall, storage to remain in current location, New flooring and cabinetry. OK for field review as per Steward Cowdell Oct 28, 2022. Notes: 1. L2 - HVAC - Install timers (up to 60 minute), or humidistat for washroom fan(s) | BGM Electrical Ltd
SP-2023-00644 | 2023-04-13 | 198 AQUARIUS MEWS #2007, Vancouver, BC V6Z 2Y4 | Sprinkler Permit | Commercial | Tenant Improvement | Completed | Commercial - UNIT #2007 - Sprinkler head relocation >DB: #2007 - 198 Aquarius Mews Interior alterations to renovate the kitchen area and convert the enclosed balcony (approx. 67sf) into living space at unit #2007 on the 27th level of this existing multiple dwelling building on this site. Scope of work includes: re-re bathrooms, changing kitchen layout, removing fireplace, removing interior wall, storage to remain in current location, New flooring and cabinetry. *****This application does not include any of the following: 1. Not more than 20 sprinklers (add, relocate, or remove), 2. hydraulic calculations, 3. change in occupancy and /or hazard classification, 4. warehouse storage arrangements, 5. mobile compact storage arrangements, 6. alternative solutions, 7. changes to the sprinkler system supply piping (e.g. valves, mains, cross-mains, branch-lines, etc.), or 8. flexible sprinkler pipe. | Gisborne Industrial Construction Ltd
PP-2023-01422 | 2023-04-24 | 198 AQUARIUS MEWS #2007, Vancouver, BC V6Z 2Y4 | Plumbing Permit | Commercial | Renovation - Dwelling Unit(s) only | Completed | Commercial - UNIT #2007 - renovate bathrooms and kitchen >DB: #2007 - 198 Aquarius Mews Interior alterations to renovate the kitchen area and convert the enclosed balcony (approx. 67sf) into living space at unit #2007 on the 27th level of this existing multiple dwelling building on this site. Scope of work includes: re-re bathrooms, changing kitchen layout, removing fireplace, removing interior wall, storage to remain in current location, New flooring and cabinetry. | West Van Plumbing Ltd
EP-2022-05733 | 2022-08-11 | 198 AQUARIUS MEWS #2106, Vancouver, BC V6Z 2Y4 | Electrical Permit | Residential | Renovation | Completed | Installation / Repair - Residential - Install power for new AC unit and relocate kitchen counter plugs and relocate the switch. MP- 2022-00086. Amend: Sept 6, 2022 Add floor heat to 2 washrooms and change light fixtures in washrooms. Also change 2 ceiling fans in washroom. Previous work amount was $900, new additional work is $2600 for a total of $3500. | N & M Electric Ltd
NULL | NULL | 198 AQUARIUS MEWS #2106, Vancouver, BC V6Z 2Y4 | Mechanical Permit | NULL | NULL | Draft | NULL | CT Control Temp Ltd
MP-2022-00086 | 2022-08-10 | 198 AQUARIUS MEWS #2106, Vancouver, BC V6Z 2Y4 | Mechanical Permit | NULL | NULL | Completed | NULL | CT Control Temp Ltd
EP-2023-11135 | 2023-12-13 | 179 DAVIE STREET #212, Vancouver, BC V6Z 2Y1 | Electrical Permit | Commercial | Tenant Improvement | Issued | Installation / Repair - Commercial - Relocate receptacle for the renovation. Remove previously tenant working counter receptacle and relocate within the new partition wall. >BP: Interior alterations to change the use from General Office to Health Care Office in this unit #212 on the 2nd floor of this existing mixed use building. REVISION#1: Minor Layout change. December 5, 2023 (EV) OK to process as DTI as per J. Zhang August 28, 2023 | Admiralty Contracting Ltd
SP-2023-01464 | 2023-08-10 | 187 DRAKE STREET, Vancouver, BC V6Z 2T7 | Sprinkler Permit | Residential | Renovation - Dwelling Unit(s) only | Completed | Residential - Remove and replace 16 x sprinkler heads >BP: To alter the interior of this existing dwelling unit (townhouse) in this existing multiple dwelling building on this site Scope of work to include: remove wall at stairs and replace with glass panels, convert existing upper floor closet to ensuite, convert existing upper floor washroom to walk in closet, relocate storage room to suite entrance, renovate kitchen, flooring/finishes, electrical and plumbing *****This application does not include any of the following: 1. Not more than 20 sprinklers (add, relocate, or remove), 2. hydraulic calculations, 3. change in occupancy and /or hazard classification, 4. warehouse storage arrangements, 5. mobile compact storage arrangements, 6. alternative solutions, 7. changes to the sprinkler system supply piping (e.g. valves, mains, cross-mains, branch-lines, etc.), or 8. flexible sprinkler pipe. | Mountain Fire Protection Ltd
PP-2022-03967 | 2022-11-02 | 187 DRAKE STREET, Vancouver, BC V6Z 2T7 | Plumbing Permit | Commercial | Renovation - Dwelling Unit(s) only | Completed | Commercial - townhome renovation >BP: To alter the interior of this existing dwelling unit (townhouse) in this existing multiple dwelling building on this site Scope of work to include: remove wall at stairs and replace with glass panels, convert existing upper floor closet to ensuite, convert existing upper floor washroom to walk in closet, relocate storage room to suite entrance, renovate kitchen, flooring/finishes, electrical and plumbing | Conor Whyte Plumbing And Heating Limited
EP-2022-10180 | 2022-12-02 | 187 DRAKE STREET, Vancouver, BC V6Z 2T7 | Electrical Permit | Residential | Renovation - Dwelling Unit(s) only | Completed | Installation / Repair - Residential - Apartment Renovation -Electrical devices are moving locations to suite home owners needs >BP: To alter the interior of this existing dwelling unit (townhouse) in this existing multiple dwelling building on this site Scope of work to include: remove wall at stairs and replace with glass panels, convert existing upper floor closet to ensuite, convert existing upper floor washroom to walk in closet, relocate storage room to suite entrance, renovate kitchen, flooring/finishes, electrical and plumbing Schedule A/ Schedule B Architectural/Plumbing - Christopher Man P.Eng - 604.874.3237 Schedule B Plumbing/Mechanical - M.Z.Wahla P.Eng - 604.999.2069 E2 - SWH - Install low flow shower heads in all showers Ok for field review per A.Patterson Nov 29/21 | BC Smart Homes Ltd
MP-2022-00597 | 2022-11-22 | 187 DRAKE STREET, Vancouver, BC V6Z 2T7 | Mechanical Permit | NULL | NULL | Completed | NULL | Errington Mechanical Ltd
GP-2023-01756 | 2023-06-07 | 187 DRAKE STREET, Vancouver, BC V6Z 2T7 | Gas Permit | Residential | Renovation | Cancelled | Residential - 1 Fireplace BP: To alter the interior of this existing dwelling unit (townhouse) in this existing multiple dwelling building on this site | Vancouver Gas Fireplaces Ltd
EP-2022-02883 | 2022-04-22 | 1383 MARINASIDE CRESCENT #705, Vancouver, BC V6Z 2W9 | Electrical Permit | Residential | Renovation | Completed | Installation / Repair - Residential - Kitchen renovation and lighting upgrade -relocate two counter plug and install LED recessed light trough house >BP: #705 - 1383 Marinaside Crescent Interior alterations to provide improvements to unit # 705 in the 7 floor of this existing multiple dwelling on this site Scope of work includes minor interior partition wall changes, additions of bar sink. bathtub removal, new shower, kitchen cabinets relocation, new air conditioning system, installation of a gas line for a barbeque to be extended to the balcony from master bedroom. POD approval for air conditioning system Schedule B - Mech /Plumbing -Alex P.L. Lee 604-3422-8763 Schedule B - Architectural - Eric Y.H. Cheung 604-872-7855 OK for field review as per Kirat Kang -March 21/22 | BC Highlight Electric Corp
PP-2021-03892 | 2022-05-10 | 1383 MARINASIDE CRESCENT #705, Vancouver, BC V6Z 2W9 | Plumbing Permit | Residential | Renovation - Dwelling Unit(s) only | Completed | Residential - Replacing fixtures in three bathrooms, adding a bar sink and a shower. >BP: #705 - 1383 Marinaside Crescent Interior alterations to provide improvements to unit # 705 in the 7 floor of this existing multiple dwelling on this site Scope of work includes minor interior partition wall changes, additions of bar sink. bathtub removal, new shower, kitchen cabinets relocation, new air conditioning system, installation of a gas line for a barbeque to be extended to the balcony from master bedroom. POD approval for air conditioning system Schedule B - Mech /Plumbing -Alex P.L. Lee 604-3422-8763 Schedule B - Architectural - Eric Y.H. Cheung 604-872-7855 OK for field review as per Kirat Kang -March 21/22 | 1321793 BC LTD dba: SILVERSAGE PLUMBING AND HEATING
SP-2022-00755 | 2022-05-16 | 1383 MARINASIDE CRESCENT #705, Vancouver, BC V6Z 2W9 | Sprinkler Permit | Residential | Renovation - Dwelling Unit(s) only | Completed | Residential - Relocate 6 x sidewalls to be 4" to 6" from ceiling because of new ceiling that was built. Delete 1 x residential pendent because of new shelving going in. Relocate 1 x residential pendent >#705 - 1383 Marinaside Crescent Interior alterations to provide improvements to unit # 705 in the 7 floor of this existing multiple dwelling on this site Scope of work includes minor interior partition wall changes, additions of bar sink. bathtub removal, new shower, kitchen cabinets relocation, new air conditioning system, installation of a gas line for a barbeque to be extended to the balcony from master bedroom. | Peak Fire Protection Ltd
EP-2024-00613 | NULL | 1383 MARINASIDE CRESCENT #801, Vancouver, BC V6Z 2W9 | Electrical Permit | Commercial | Renovation - Dwelling Unit(s) only | Applicant Revisions | Installation / Repair - Commercial - We will be wiring a circuit for a heat pump | Douglas Millington o/a Moose Electric
GP-2022-01082 | 2022-04-06 | 5609 WILLOW STREET, Vancouver, BC V5Z 3S3 | Gas Permit | Residential | Addition | Completed | Residential - re and re gas range | Christopher Sterling
GP-2023-03532 | 2023-11-14 | 5589 WILLOW STREET, Vancouver, BC V5Z 3S3 | Gas Permit | Residential | Renovation | Issued | Residential - Replaced gas stove | Maestro Plumbing Heating & Air Conditioning Ltd
GP-2022-01742 | 2022-06-07 | 2506 W 8TH AVENUE, Vancouver, BC V6K 2B4 | Gas Permit | Residential | Renovation | Completed | Residential - Removal and reinstallation of gas range | MAPLE APPLIANCE LTD
EP-2022-06625 | 2022-08-08 | 1925 ALBERNI STREET #701, Vancouver, BC V6G 0A3 | Electrical Permit | Residential | Renovation | Completed | Installation / Repair - Residential - - Installation of fixtures, pot lights - Relocate washing machine, fridge and dishwasher - Demo and re-wiring - Island circuit installation - NuHeat for bathroom 1 & 2 with programmable thermostats - Bidet Outlet - Low voltage blinds - Installation of speakers, wiring - Relocate panel in living room to WIC >BP: Interior alterations to provide improvements and to combine unit #701 & #702 (retaining #701) in this existing multiple dwelling building on site. Scope of work: - Demo interior walls, doors, plumbing fixtures, fireplaces, and flooring - Kitchen & bathroom reno, new interior walls & doors, sliding glass doors, millwork, plumbing fixtures & electrical work. OK For Field Review per Kim V - Jan 25/22 Building Inspector to determine if P.Eng. is required Energy Upgrade: E2 - Lighting - Install lighting dimmer, timers, and/or motion detectors on interior lights | TDR Electric Inc
PP-2022-02365 | 2022-07-07 | 1925 ALBERNI STREET #701, Vancouver, BC V6G 0A3 | Plumbing Permit | Commercial | Renovation | Completed | Commercial - combine 2 condo's into 1. Renovate all bathrooms #701 Interior alterations to provide improvements and to combine unit #701 & #702 (retaining #701) in this existing multiple dwelling building on site. Scope of work: - Demo interior walls, doors, plumbing fixtures, fireplaces, and flooring - Kitchen & bathroom reno, new interior walls & doors, sliding glass doors, millwork, plumbing fixtures & electrical work. | Conor Whyte Plumbing And Heating Limited
SP-2022-00983 | 2022-06-17 | 1925 ALBERNI STREET #701, Vancouver, BC V6G 0A3 | Sprinkler Permit | Residential | Tenant Improvement | Completed | Residential - Relocate existing heads to allow for new concealed heads > Interior alterations to provide improvements and to combine unit #701 & #702 (retaining #701) in this existing multiple dwelling building on site. Scope of work: - Demo interior walls, doors, plumbing fixtures, fireplaces, and flooring - Kitchen & bathroom reno, new interior walls & doors, sliding glass doors, millwork, plumbing fixtures & electrical work. OK For Field Review per Kim V - Jan 25/22 Building Inspector to determine if P.Eng. is required Energy Upgrade: E2 - Lighting - Install lighting dimmer, timers, and/or motion detectors on interior lights | Bernin Fire Protection Ltd
EP-2023-06060 | 2023-07-06 | 638 KINGHORNE MEWS, Vancouver, BC V6Z 3H6 | Electrical Permit | Commercial | Addition | Cancelled | Installation / Repair - Commercial - Re and re 7 pot lights, re and re switches, install three track lights. | Arcwest Electric Ltd
MP-2022-00270 | 2022-09-26 | 5555 WILLOW STREET, Vancouver, BC V5Z 3S3 | Mechanical Permit | NULL | NULL | Issued | NULL | Thomson Industries Ltd
EP-2022-08325 | 2022-10-04 | 5555 WILLOW STREET, Vancouver, BC V5Z 3S3 | Electrical Permit | Residential | Renovation | Completed | Installation / Repair - Residential - Dedicated Circuit for Heat Pump >BP: Interior alterations to install a heat pump located in the attached garage with four split units in this existing townhouse unit (5555 Willow Street) of this multiple dwelling building on this site. Schedule A & Schedule B Architectural - W.Neil Robertson - 604-688-5585 No energy upgrade required OK for Field Review per W.Wong | Pacific Star Electric Inc
GP-2023-00251 | 2023-01-20 | 76 E 15TH AVENUE, Vancouver, BC V5T 2P4 | Gas Permit | Residential | Renovation | Completed | Residential - LG 30" Gas Range | Han Appliances & Refrigeration Ltd
EP-2022-04448 | 2022-06-06 | 3868 WELWYN STREET, Vancouver, BC V5N 3Y9 | Electrical Permit | Residential | Renovation | Completed | Installation / Repair - Residential - Kitchen renovation -adding new appliance circuits , adding new kitchen counter receptacles, adding floor heat and new thermostats. Adding new pendants over island as well as new microwave dishwasher circuit. -Service is not being changed or updated . >BP: Exterior and interior renovations to provide improvements to this unit 3868 in this existing multiple dwelling unit. Scope of work: re and re windows with sliding door, rebuild patio, reconfigure interior wall between kitchen and dining, renovate kitchen and laundry room Architectural Schedule B and Schedule D - Mark W Emanuel - 604-872-1211 Architectural Schedule B and Schedule A - John Henshaw - 604-264-1072 OK for field review as per Rosa Astorino - November 10, 2021 | Nelcan Electric Ltd
EP-2022-07305 | 2022-08-31 | 2168 WALL STREET, Vancouver, BC V5L 1B5 | Electrical Permit | Residential | Renovation | Completed | Installation / Repair - Residential - REROUTING/ADDING KITCHEN COUNTER RECEPTACLES. REROUTING FRIGE RECEPTACLE. REROUTING GARBURATOR/ MICROWAVE RECEPTACLE | Kato Electrical Inc
NULL | NULL | 1199 MARINASIDE CRESCENT #1701, Vancouver, BC V6Z 2Y2 | Electrical Permit | Residential | Renovation | Withdrawn | Installation / Repair - Residential - remove 2 counter receptacles and refeed 2 counter receptacles, install 2 new 30A feeds for new electric cooktop and oven | Prolux Electric Ltd
GP-2023-01671 | 2023-05-30 | 1832 E 6TH AVENUE, Vancouver, BC V5N 1P5 | Gas Permit | Residential | Addition | Completed | Residential - Install a gas fireplace | Vancouver Gas Fireplaces Ltd
SP-2023-02241 | 2023-12-13 | 918 HOMER STREET, Vancouver, BC V6B 1T7 | Sprinkler Permit | Commercial | Renovation - Dwelling Unit(s) only | Issued | Commercial - SUITE #918 - Relocate (4) existing & Plug (2) >BP: 918 Homer St Interior alterations to provide improvements to dwelling unit (townhouse) 918 Homer St at this existing multiple dwelling building on this site. *****This application does not include any of the following: 1. Not more than 20 sprinklers (add, relocate, or remove), 2. hydraulic calculations, 3. change in occupancy and /or hazard classification, 4. warehouse storage arrangements, 5. mobile compact storage arrangements, 6. alternative solutions, 7. changes to the sprinkler system supply piping (e.g. valves, mains, cross-mains, branch-lines, etc.), or 8. flexible sprinkler pipe. | Community Fire Prevention Ltd
EP-2022-02125 | 2022-03-18 | 3551 FOSTER AVENUE #315, Vancouver, BC V5R 0A1 | Electrical Permit | Residential | Renovation - Dwelling Unit(s) only | Completed | Installation / Repair - Residential - Bathroom Renovation 1.) Adding 4" LED Recessed Fixture & Fire barrier x 1 2.) Replace Exhaust Fan | TCA Industries Ltd
NULL | NULL | 3808 WELWYN STREET, Vancouver, BC V5N 3Y9 | Plumbing Permit | Residential | Renovation | Payment Pending | Residential - full bathroom reno with fixture relocation one bathroom fixture removal and reisntall kitchen sink reinstall HWT swap 40 with 60 gallon | Royal T Plumbing Heating and Gas Ltd
GP-2022-02813 | 2022-09-20 | 3171 W 7TH AVENUE, Vancouver, BC V6K 1Z9 | Gas Permit | Residential | Addition | Completed | Residential - re and re gas range | Christopher Sterling
PP-2022-02216 | 2022-06-22 | 513 E 7TH AVENUE, Vancouver, BC V5T 1N8 | Plumbing Permit | Commercial | Renovation | Completed | Commercial - Installing two icemakers | MCKIM MECHANICAL
EP-2022-03989 | 2022-05-26 | 1199 MARINASIDE CRESCENT #701, Vancouver, BC V6Z 2Y2 | Electrical Permit | Commercial | Tenant Improvement | Cancelled | Installation / Repair - Commercial - Provide 30 amps circuit for AC unit -The unit is outside in balcony. | Edik Zohrabian
EP-2023-07688 | 2023-10-18 | 428 W 13TH AVENUE, Vancouver, BC V5Y 1W5 | Electrical Permit | Residential | New | Issued | Installation / Repair - Residential - Installation of Electrical cable for outdoor Heat Pump Condenser Unit *An approved mechanical permit is required for the installation of air conditioning or heat pump unit at the time of installation before an electrical inspection will be performed | Daniel Topping
EP-2022-00651 | 2022-01-28 | 909 MAINLAND STREET #3002, Vancouver, BC V6B 1S3 | Electrical Permit | Residential | Renovation - Dwelling Unit(s) only | Completed | Installation / Repair - Residential - Adding a new 20a outlet to the kitchen >>>>> Amend: Feb. 4th -Its not a 20a plug but a 240 20a 2p for a counter top stove. Ran a 12/3 from the panel straight out to where its supposed to be with extra length for strapping. | Ryan J P Lundquist
MP-2022-00284 | 2022-09-27 | 6618 ARBUTUS STREET, Vancouver, BC V6P 5S5 | Mechanical Permit | NULL | NULL | Completed | NULL | Moore And Russell Heating And Air Conditioning Ltd
EP-2022-08195 | 2022-09-28 | 6618 ARBUTUS STREET, Vancouver, BC V6P 5S5 | Electrical Permit | Residential | Tenant Improvement | Completed | Installation / Repair - Residential - Electrical installation of Heat pump Building permit not required Mechanical permit: MP-2022-06284 (Issued) No change to existing service Note: : Decommissioning the Electric BBH whereever the indoor head goes for the Heat Pump. | Moore And Russell Heating And Air Conditioning Ltd
EP-2024-00331 | NULL | 1159 MAIN STREET #1105, Vancouver, BC V6A 4B6 | Electrical Permit | Residential | Renovation | Applicant Revisions | Installation / Repair - Residential - ¦ MURB: HP ¦ electric supply for dsplit *MP-2023-02151: Issued (Heating and Cooling) | Milani Electric Limited
MP-2023-02151 | 2023-12-04 | 1159 MAIN STREET #1105, Vancouver, BC V6A 4B6 | Mechanical Permit | NULL | NULL | Issued | NULL | Milani Plumbing Heating & Air Conditioning Ltd
EP-2022-07881 | 2022-10-03 | 120 MILROSS AVENUE #2105, Vancouver, BC V6A 4K7 | Electrical Permit | Residential | Renovation | Completed | Installation / Repair - Residential - Electrical supply for dsplit - AC UNIT -MP-2022-00132 | Milani Electric Limited
MP-2022-00132 | 2022-08-19 | 120 MILROSS AVENUE #2105, Vancouver, BC V6A 4K7 | Mechanical Permit | NULL | NULL | Completed | NULL | Milani Electric Limited
MP-2022-00168 | 2022-08-30 | 120 MILROSS AVENUE #2105, Vancouver, BC V6A 4K7 | Mechanical Permit | NULL | NULL | Cancelled | NULL | Milani Electric Limited
EP-2022-05932 | 2022-07-15 | 6632 ARBUTUS STREET, Vancouver, BC V6P 5S5 | Electrical Permit | Residential | Tenant Improvement | Completed | Installation / Repair - Residential - Electrical install of heatpump No change to existing service BP not required MP-2022-00014 | Moore And Russell Heating And Air Conditioning Ltd
MP-2022-00014 | 2022-07-13 | 6632 ARBUTUS STREET, Vancouver, BC V6P 5S5 | Mechanical Permit | NULL | NULL | Completed | NULL | Moore And Russell Heating And Air Conditioning Ltd
EP-2022-05975 | 2022-07-20 | 1088 QUEBEC STREET #2003, Vancouver, BC V6A 4H2 | Electrical Permit | Commercial | Renovation - Dwelling Unit(s) only | Completed | Installation / Repair - Commercial - SUITE #2003 - Kitchen renovation #2003 - 20th floor Interior alterations to provide improvements to this existing dwelling unit on the 20th floor (#2003) in this existing multiple dwelling use building on the site. Scope of work: remove one partition wall, replace cabinetry, appliances, millwork, lighting, reduce ceiling bulkhead, electrical, plumbing and sprinkler work. | Russell James Calderwood
SP-2022-01113 | 2022-07-13 | 1088 QUEBEC STREET #2003, Vancouver, BC V6A 4H2 | Sprinkler Permit | Residential | Tenant Improvement | Completed | Residential - Raise a fire sprinkler line 4.5 inches #2003 - 20th floor Interior alterations to provide improvements to this existing dwelling unit on the 20th floor (#2003) in this existing multiple dwelling use building on the site. Scope of work: remove one partition wall, replace cabinetry, appliances, millwork, lighting, reduce ceiling bulkhead, electrical, plumbing and sprinkler work. *****This application does not include any of the following: 1. Not more than 20 sprinklers (add, relocate, or remove), 2. hydraulic calculations, 3. change in occupancy and /or hazard classification, 4. warehouse storage arrangements, 5. mobile compact storage arrangements, 6. alternative solutions, 7. changes to the sprinkler system supply piping (e.g. valves, mains, cross-mains, branch-lines, etc.), or 8. flexible sprinkler pipe. | BLACK TUSK FIRE & SECURITY
PP-2022-02553 | 2022-07-22 | 1088 QUEBEC STREET #2003, Vancouver, BC V6A 4H2 | Plumbing Permit | Residential | Renovation - Dwelling Unit(s) only | Completed | Residential - fixture upgrades. >BP: #2003 - 20th floor Interior alterations to provide improvements to this existing dwelling unit on the 20th floor (#2003) in this existing multiple dwelling use building on the site. Scope of work: remove one partition wall, replace cabinetry, appliances, millwork, lighting, reduce ceiling bulkhead, electrical, plumbing and sprinkler work. | Boiler Boys Heating and Plumbing Inc
NULL | NULL | 1088 QUEBEC STREET #2003, Vancouver, BC V6A 4H2 | Plumbing Permit | Residential | Renovation | Withdrawn | Residential - relocation of kitchen sink and dishwasher. Adding a fridge water box. | NULL
EP-2023-06389 | 2023-07-17 | 1088 QUEBEC STREET #2105, Vancouver, BC V6A 4H2 | Electrical Permit | Residential | Renovation | Completed | Installation / Repair - Residential - Kitchen and living room renovation. Rewire kitchen area as needed. Supply and install new lighting to living room, dining and kitchen area. >BP: #2105 Interior alterations to provide improvements to dwelling unit #2105 on the 21st floor of this multiple dwelling building on this site. OK to process as DTI as per W. Wong May 30, 2023 | City Spark Electrical Ltd
SP-2023-01546 | 2023-08-23 | 1088 QUEBEC STREET #2105, Vancouver, BC V6A 4H2 | Sprinkler Permit | Commercial | Renovation | Completed | Commercial - SUITE # 2105 - 8 relocated sprinkler heads to reflect the renovation >BP: #2105 Interior alterations to provide improvements to dwelling unit #2105 on the 21st floor of this multiple dwelling building on this site. *****This application does not include any of the following: 1. Not more than 20 sprinklers (add, relocate, or remove), 2. hydraulic calculations, 3. change in occupancy and /or hazard classification, 4. warehouse storage arrangements, 5. mobile compact storage arrangements, 6. alternative solutions, 7. changes to the sprinkler system supply piping (e.g. valves, mains, cross-mains, branch-lines, etc.), or 8. flexible sprinkler pipe. | BLACK TUSK FIRE & SECURITY
EP-2023-07546 | 2023-08-18 | 1088 QUEBEC STREET #2105, Vancouver, BC V6A 4H2 | Electrical Permit | Residential | Renovation | Completed | Installation / Repair - Residential - Audio-video and data wiring and installation >BP: Interior alterations to provide improvements to dwelling unit #2105 on the 21st floor of this multiple dwelling building on this site. OK to process as DTI as per W. Wong May 30, 2023 | Premier Audio & Home Integration Inc
MP-2022-00083 | 2022-08-05 | 120 MILROSS AVENUE #1504, Vancouver, BC V6A 4K7 | Mechanical Permit | NULL | NULL | Issued | NULL | Moore And Russell Heating And Air Conditioning Ltd
EP-2022-06627 | 2022-09-09 | 120 MILROSS AVENUE #1504, Vancouver, BC V6A 4K7 | Electrical Permit | Commercial | Renovation - Dwelling Unit(s) only | Completed | Installation / Repair - Commercial - Electrical for AC Unit | Fully Electric Inc
GP-2022-02930 | 2022-09-29 | 3111 W 6TH AVENUE, Vancouver, BC V6K 1X5 | Gas Permit | Residential | Addition | Completed | Residential - Gas insert fireplace installation | Vaglio Fireplace LTD
GP-2022-02958 | 2022-09-30 | 2463 W 7TH AVENUE, Vancouver, BC V6K 1Y6 | Gas Permit | Residential | Renovation | Completed | Residential - Remove Gas Hot water tank Install heat pump hot water heater | Ashton Service Group/Ashton Mechanical Ltd.
EP-2023-01929 | 2023-09-14 | 2463 W 7TH AVENUE, Vancouver, BC V6K 1Y6 | Electrical Permit | Residential | Renovation | Issued | Installation / Repair - Residential - We are installing a circuit for a heat pump *An approved mechanical permit is required for the installation of air conditioning or heat pump unit at the time of installation before an electrical inspection will be performed | Douglas Millington o/a Moose Electric
EP-2023-03061 | 2023-04-11 | 1483 HOMER STREET #2905, Vancouver, BC V6Z 3C7 | Electrical Permit | Residential | Renovation - Dwelling Unit(s) only | Completed | Installation / Repair - Residential - Add in 3 TV boxes, 27 new 4 inch LED pots, new LED strip lighting in the bathrooms & kitchen, re & re of kitchen appliances, drop 2 existing speakers into new drop ceiling and get re-verified. >BP: Interior alterations to provide improvements to the existing dwelling unit on the 32nd Floor (#2905) in this existing multiple dwelling building. OK for Field Review per Nehzat J - August 26/2022 Note to applicant: The services of a structural engineer may be required, based upon site inspection by the District Building Inspector. A separate Sprinkler permit may be required based upon site inspection by the District Building Inspector. Energy requirements: E2 - Lighting - Install energy efficient lighting fixtures (single occupied space area) | WESTPEAK ELECTRICAL LTD
PP-2023-01925 | 2023-05-30 | 1483 HOMER STREET #2905, Vancouver, BC V6Z 3C7 | Plumbing Permit | Commercial | Renovation | Completed | Commercial - UNIT #2905 - Two bathroom and kitchen re-re face lift. >BP: #2905 - 29th Floor Interior alterations to provide improvements to the existing dwelling unit on the 32nd Floor (#2905) in this existing multiple dwelling building. | Pacific Peak to Peak Plumbing & Heating Ltd
SP-2023-00888 | 2023-05-18 | 1483 HOMER STREET #2905, Vancouver, BC V6Z 3C7 | Sprinkler Permit | Commercial | Renovation - Dwelling Unit(s) only | Completed | Commercial - UNIT #2905 - 29TH FLOOR - Change sprinkler heads >BP: #2905 - 29th Floor Interior alterations to provide improvements to the existing dwelling unit on the 32nd Floor (#2905) in this existing multiple dwelling building. *****This application does not include any of the following: 1. Not more than 20 sprinklers (add, relocate, or remove), 2. hydraulic calculations, 3. change in occupancy and /or hazard classification, 4. warehouse storage arrangements, 5. mobile compact storage arrangements, 6. alternative solutions, 7. changes to the sprinkler system supply piping (e.g. valves, mains, cross-mains, branch-lines, etc.), or 8. flexible sprinkler pipe. | Gisborne Industrial Construction Ltd
EP-2024-00250 | 2024-01-11 | 1483 HOMER STREET #2701, Vancouver, BC V6Z 3C7 | Electrical Permit | Residential | Renovation - Dwelling Unit(s) only | Issued | Installation / Repair - Residential - #2701 run new 30amp 240 volt feed for cooktop | Quinn D Pearson
EP-2023-01813 | 2023-03-24 | 488 ROBSON STREET, Vancouver, BC V6B 2B5 | Electrical Permit | Commercial | Tenant Improvement | Completed | Installation / Repair - Commercial - Relocating receptacles WWOP enforcement. RMN Mar 3. CF-2023-001529 | Centre Electric Ltd
PP-2022-01300 | 2022-04-25 | 638 BEACH CRESCENT #2205, Vancouver, BC V6Z 3H4 | Plumbing Permit | Commercial | Renovation | Completed | Commercial - renovate 2 bathrooms | Conor Whyte Plumbing And Heating Limited
EP-2023-09393 | 2023-10-30 | 3689 COMMERCIAL STREET, Vancouver, BC V5N 4G1 | Electrical Permit | Residential | Addition | Completed | Installation / Repair - Residential - Adding an EV Charger to an infrastructure that is already in place. The Meter, Panel and main spine conduit is already existing. We are adding an EV Charger to a stall. There is a load calculation submitted with this application. The work is to be done at the same parkade address as a permit EP-2023-08770 -Supply and install 40A Breaker in EV Charger Panel -Supply and install 3/4" EMT Conduit from nearest junction box to TDR Electric supplied FLO Core+ EV Charger -Supply and install 8 AWG RW90 through existing and new Conduit to FLO Core+ EV Charger -Supply and install Strut to concrete wall and extend to EV Charger mounting height -Install TDR Electric supplied FLO Core+ EV Charger -Test connections and commission installation -Tidy site and dispose of garbage correctly and safely | TDR Electric Inc
MP-2023-01634 | 2023-09-07 | 1199 MARINASIDE CRESCENT #1103, Vancouver, BC V6Z 2Y2 | Mechanical Permit | NULL | NULL | Issued | NULL | Ashton Service Group/Ashton Mechanical Ltd.
EP-2023-03699 | 2023-05-24 | 1199 MARINASIDE CRESCENT #1103, Vancouver, BC V6Z 2Y2 | Electrical Permit | Commercial | Renovation - Dwelling Unit(s) only | Completed | Installation / Repair - Commercial - Adding a circuit for heat pump | Douglas Millington o/a Moose Electric
EP-2023-04704 | NULL | 91 E 27TH AVENUE, Vancouver, BC V5V 2K2 | Electrical Permit | Residential | Addition | Withdrawn | Installation / Repair - Residential - Addition of range circuit in house -Yes Second floor is main floor and they are adding electric cook top replacing their gas cook top, | Jaksid Electric Ltd
PP-2023-03829 | 2023-10-31 | 638 BEACH CRESCENT #1906, Vancouver, BC V6Z 3H4 | Plumbing Permit | Commercial | Renovation | Completed | Commercial - UNIT #1906 - 19TH FLOOR - replacing one shower/pan and two toilets PLEASE NOTE: Should the fire separation be breached the District Plumbing Inspector can request a Building Permit. | MCKIM MECHANICAL
EP-2022-03359 | 2022-05-04 | 638 BEACH CRESCENT #2005, Vancouver, BC V6Z 3H4 | Electrical Permit | Residential | Renovation - Dwelling Unit(s) only | Completed | Installation / Repair - Residential - GM Light Tape / FT WP GM Light Tape / FT 7 - LED Driver Feed 5 - Dals 48W Dimmable LED Driver Shower Control Installation, 120V Circuit 1 Towel Warmer 2 - Bathroom Fan 1- Towel Warmer Installation 1 - 3" Pot light 15 - 4" Slim pot light Electrical Demo 11 - Dimmers 1 Swtich for mirror | TDR Electric Inc
PP-2023-00033 | 2023-01-05 | 628 KINGHORNE MEWS #503, Vancouver, BC V6Z 3H6 | Plumbing Permit | Residential | Renovation | Completed | Residential - Remove & replace plumbing fixtures In the following areas Master ensuite, guest bath, kitchen sink Interior alterations to renovate the existing dwelling unit #503 on the 5th floor of this existing multiple dwelling building. | McKellar Plumbing & Heating Ltd
SP-2022-02127 | 2023-01-04 | 628 KINGHORNE MEWS #503, Vancouver, BC V6Z 3H6 | Sprinkler Permit | Residential | Renovation | Completed | Residential - Relocate (4) existing sprinklers & plug (1) >BP: Interior alterations to renovate the existing dwelling unit #503 on the 5th floor of this existing multiple dwelling building. E2 - HVAC - Install timers (up to 60 minute), or humidistat for washroom fan(s) | Community Fire Prevention Ltd
EP-2022-09584 | 2022-11-14 | 628 KINGHORNE MEWS #503, Vancouver, BC V6Z 3H6 | Electrical Permit | Residential | Renovation - Dwelling Unit(s) only | Issued | Installation / Repair - Residential - UNIT# 503 Retro fit old pot lights with new LED pots, re-re finish fixtures light throughout, retro fit new bathroom fan, re-re plugs & switches. Add LED strip lighting. | F & S Electrical Ltd
EP-2023-00116 | 2023-01-09 | 628 KINGHORNE MEWS #701, Vancouver, BC V6Z 3H6 | Electrical Permit | Commercial | Renovation - Dwelling Unit(s) only | Completed | Installation / Repair - Commercial - upgrade new plugs and switches through out condo, Kitchen under cabinet lights >BP: #701 - 6th Floor Interior alterations to provide improvements to unit #701 on the 6th floor in this existing multiple dwelling building on site. Scope of work: Remove a partition wall between the kitchen, hallway and pantry, replace bathroom fixtures, new cabinetry, construct new partition wall to the side of the fridge, electrical and plumbing work to suit. REVISION #1: Change in contractor on the permit from Tyto Construction TO Wood Green Construction. September 6/22 - LLL | ALM Electric Inc
PP-2022-03149 | 2022-09-12 | 1000 BEACH AVENUE #303, Vancouver, BC V6E 4M2 | Plumbing Permit | Residential | Renovation | Completed | Residential - Re&re of six fixtures | G2 Mechanical Ltd
EP-2022-07551 | 2022-09-12 | 1000 BEACH AVENUE #303, Vancouver, BC V6E 4M2 | Electrical Permit | Commercial | Renovation - Dwelling Unit(s) only | Completed | Installation / Repair - Commercial - SUITE #303 - Electrical updates in the entry, hall, kitchen and bathrooms. Including lighting upgrades and additional outlets in the kitchen. | Wespac Electrical Contractor Ltd
EP-2022-10483 | 2023-02-28 | 987 MAINLAND STREET, Vancouver, BC V6B 1T2 | Electrical Permit | Commercial | Addition | Completed | Installation / Repair - Commercial - adding lights on building >BP: Outdoor Patio, Exterior alterations to install an outdoor seating area, to be used in conjunction with the Restaurant Class-1 use (Group A-2), and three Class-B bicycle spaces in this existing mixed-use building on this site. The approval is for a limited period of time expiring on January 26, 2023, unless extended in writing by the Director of Planning. Building Review Branch Notes: - Building Permit for DP-2021-00728 - Architect is Rafael Santa Ana, AIBC, 604-628-7881 - Refer to BP-2020-03115 for Tenant Improvement permit. - Total occupant load is 99, including 52 indoor seating, 36 patio seating and 11 staff. Three water closet provided as per 3.7.2.2.(18) is sufficient for up to 100 occupant load. - One accessible seating area will be provided in patio. * Reviewed as per VBBL 2019 | Bisco Electrical Contracting Ltd
GP-2023-00684 | 2023-02-24 | 2764 W 16TH AVENUE, Vancouver, BC V6K 3C4 | Gas Permit | Residential | Addition | Completed | Residential - re and re hwt | Christopher Sterling
EP-2023-01808 | 2023-03-08 | 888 BEACH AVENUE #811, Vancouver, BC V6Z 2P9 | Electrical Permit | Residential | Renovation - Dwelling Unit(s) only | Issued | Installation / Repair - Residential - All new led pots & decorative fixtures throughout. New dimmers, baseboard heaters, av speakers, Cable & data points on both floors. -No change to existing pull stations, adding 3 speakers into the bedrooms to meet code so there will be 5 in total including the 2 existing speakers in the hallways. Its a Simplex system. >BP: #811 Interior alterations to this existing 2-level dwelling unit to provide improvements to the kitchen and bath areas with work to include relocation of some bath fixtures and removal of some non-loadbearing walls and addition of more lighting fixtures in this existing multiple dwelling building. Ok for field review per L Clarke Nov 7, 2019 Energy Upgrade: L2 - SWH - Install low flow shower heads in all showers | WESTPEAK ELECTRICAL LTD
SP-2023-01020 | 2023-07-10 | 888 BEACH AVENUE #811, Vancouver, BC V6Z 2P9 | Sprinkler Permit | Commercial | Renovation - Dwelling Unit(s) only | Issued | Commercial - Replace existing deficient Copper piping & sprinkler heads with Blazemaster & new residential sprinklers in Unit 811 only. Engineer of Record: Dan Wong 778-847-0572 denveng7@gmail.com | Community Fire Prevention Ltd
PP-2023-01828 | 2023-05-24 | 888 BEACH AVENUE #811, Vancouver, BC V6Z 2P9 | Plumbing Permit | Residential | Renovation | Issued | Residential - #811 RE and Re of fixtures >BP: #811 Interior alterations to this existing 2-level dwelling unit to provide improvements to the kitchen and bath areas with work to include relocation of some bath fixtures and removal of some non-loadbearing walls and addition of more lighting fixtures in this existing multiple dwelling building. | VANMECH PLUMBING & HEATING LTD.
MP-2023-01364 | 2023-07-26 | 888 BEACH AVENUE #811, Vancouver, BC V6Z 2P9 | Mechanical Permit | NULL | NULL | Completed | NULL | Eco Pro Heating & Cooling Ltd
PP-2022-01085 | 2022-03-31 | 1500 HORNBY STREET #810, Vancouver, BC V6Z 2R1 | Plumbing Permit | Commercial | Renovation - Dwelling Unit(s) only | Completed | Commercial - SUITE #810 - 8TH FL - re and re shower, tub, 2 toilets and 2 lavs ( 2 bathrooms) Kitchen sink #810 - 8th floor Interior alterations to provide improvements to suite #810 on the 8th floor in this existing mixed use commercial/residential building on site. Scope of work includes: replace bathroom fixtures, vanities, floor and wall tiles, remove wall between kitchen and dining, install new cabinets, countertops, backsplash, electrical and plumbing work. | West Coast Watershield Inc
EP-2022-02650 | 2022-04-05 | 1500 HORNBY STREET #810, Vancouver, BC V6Z 2R1 | Electrical Permit | Residential | Renovation | Completed | Installation / Repair - Residential - A renovation of Kitchen and bathrooms in a existing condo. New pot lights in kitchen and bathroom. Installing new led pot lights in living room and bedrooms. Installing receptacles in kitchen and island. Removing sconce lights and receptacle from existing wall. Installing Led strip lighting in kitchen and bathrooms. >BP: Interior alterations to provide improvements to suite #810 on the 8th floor in this existing mixed use commercial/residential building on site. Scope of work includes: replace bathroom fixtures, vanities, floor and wall tiles, remove wall between kitchen and dining, install new cabinets, countertops, backsplash, electrical and plumbing work. The services of a Structural Engineer may be required, based upon site inspection by the District Building Inspector. OK For Field Review per Kim V - Feb 15/22 E2 - Appliances - Upgrade to an Energuide/Energy Star appliance (fridge; dishwasher) Energy checklist is currently no longer required with your Building Permit (BP) application. Some supporting documents are still required at BP stage, specifically Envelope and HVAC, if applicable. Service Water Heating and Lighting supporting documents, if applicable, must be submitted with your related trades permits (e.g. electrical and plumbing). All energy upgrades will be checked during inspections stage. It is the applicant’s responsibility to identify and note all required upgrades including energy upgrades on their BP drawings at BP stage. | MC Power Corp
EP-2022-00324 | 2022-01-21 | 1228 MARINASIDE CRESCENT #901, Vancouver, BC V6Z 2W4 | Electrical Permit | Residential | Renovation - Dwelling Unit(s) only | Completed | Installation / Repair - Residential - Rewire of suite. Lighting, branch circuits, class 2 low voltage, tel/cable/audio/visual, new appliances. #901 Interior alterations to provide improvements to the existing dwelling unit on the 9th Floor (#901) in this existing multiple dwelling building. | ANS Electrical Installations Ltd
PP-2022-00383 | 2022-02-04 | 1228 MARINASIDE CRESCENT #901, Vancouver, BC V6Z 2W4 | Plumbing Permit | Residential | Renovation | Completed | Residential - Renovation install fixtures, shower valves alter water & cast iron drainage to new kitchen sink location #901 Interior alterations to provide improvements to the existing dwelling unit on the 9th Floor (#901) in this existing multiple dwelling building. | MCKIM MECHANICAL
SP-2022-00860 | 2022-06-02 | 1128 QUEBEC STREET #705, Vancouver, BC V6A 4E1 | Sprinkler Permit | Commercial | Renovation - Dwelling Unit(s) only | Issued | Commercial - added on sprinkler head in a laundry room that was created. Changed existing fire sprinkler heads from regular to concealed #705 - 7th floor Interior alterations only to provide improvements to unit #705 on the 7th floor in this existing multiple dwelling building on this site. Scope of work includes: demolish partition walls, construct new bedroom walls, new cabinetry, replace bathroom fixtures, electrical and plumbing work. *****This application does not include any of the following: 1. Not more than 20 sprinklers (add, relocate, or remove), 2. hydraulic calculations, 3. change in occupancy and /or hazard classification, 4. warehouse storage arrangements, 5. mobile compact storage arrangements, 6. alternative solutions, 7. changes to the sprinkler system supply piping (e.g. valves, mains, cross-mains, branch-lines, etc.), or 8. flexible sprinkler pipe. | BLACK TUSK FIRE & SECURITY
EP-2022-04218 | 2022-05-24 | 1128 QUEBEC STREET #705, Vancouver, BC V6A 4E1 | Electrical Permit | Residential | Renovation | Completed | Installation / Repair - Residential - Renovation -Move existing wiring according to new layout in hallway and kitchen >BP: Interior alterations only to provide improvements to unit #705 on the 7th floor in this existing multiple dwelling building on this site. Scope of work includes: demolish partition walls, construct new bedroom walls, new cabinetry, replace bathroom fixtures, electrical and plumbing work. The services of a Structural Engineer may be required, based upon site inspection by the District Building Inspector. OK for Field Review per K Vogt February 17, 2022 E2 - Appliances - Upgrade to an Energuide/Energy Star appliance (fridge; dishwasher) Energy checklist is currently no longer required with your Building Permit (BP) application. Some supporting documents are still required at BP stage, specifically Envelope and HVAC, if applicable. Service Water Heating and Lighting supporting documents, if applicable, must be submitted with your related trades permits (e.g. electrical and plumbing). All energy upgrades will be checked during inspections stage. It is the applicant’s responsibility to identify and note all required upgrades including energy upgrades on their BP drawings at BP stage. | Zygmunt Pawel Matyga
MP-2022-00007 | 2022-07-08 | 1128 QUEBEC STREET #705, Vancouver, BC V6A 4E1 | Mechanical Permit | NULL | NULL | Issued | NULL | Moore And Russell Heating And Air Conditioning Ltd
EP-2022-04905 | 2022-06-29 | 1088 QUEBEC STREET #1406, Vancouver, BC V6A 4H2 | Electrical Permit | Commercial | Addition | Completed | Installation / Repair - Commercial - UNIT# 1406 Disconnect and remove 20 amp 208 volts baseboard heating circuit and install 20 amp 208 volts AC unit | BC Highlight Electric Corp
EP-2023-04173 | 2023-05-30 | 1182 QUEBEC STREET #2, Vancouver, BC V6A 4B2 | Electrical Permit | Residential | Addition | Completed | Installation / Repair - Residential - Install AC unit power with 30A weatherproof disconnect *MP-2023-00822: Issued (Heating and Cooling) | Altitude Electric Inc
MP-2023-00822 | 2023-05-10 | 1182 QUEBEC STREET #2, Vancouver, BC V6A 4B2 | Mechanical Permit | NULL | NULL | Completed | NULL | Kits Plumbing and Heating Ltd
NULL | NULL | 1182 QUEBEC STREET #2, Vancouver, BC V6A 4B2 | Electrical Permit | Residential | Addition | Withdrawn | Installation / Repair - Residential - AC unit install 30A | Altitude Electric Inc
MP-2023-00205 | 2023-02-15 | 1182 QUEBEC STREET #5, Vancouver, BC V6A 4B2 | Mechanical Permit | NULL | NULL | Completed | NULL | Kits Plumbing and Heating Ltd
EP-2023-01256 | 2023-03-07 | 1182 QUEBEC STREET #5, Vancouver, BC V6A 4B2 | Electrical Permit | Residential | Addition | Completed | Installation / Repair - Residential - Run a dedicated circuit for a heat pump from a 125 amp Electrical Panel. *MP-2023-00205 | JZ Electric Ltd
EP-2022-06781 | 2022-08-12 | 1182 QUEBEC STREET #7, Vancouver, BC V6A 4B2 | Electrical Permit | Commercial | Tenant Improvement | Completed | Installation / Repair - Commercial - No change to existing service. Electrical installation for heat pump BP not required Mechanical permit : MP-2022-0030 | Moore And Russell Heating And Air Conditioning Ltd
MP-2022-00030 | 2022-07-18 | 1182 QUEBEC STREET #7, Vancouver, BC V6A 4B2 | Mechanical Permit | NULL | NULL | Completed | NULL | Moore And Russell Heating And Air Conditioning Ltd
EP-2022-00319 | 2022-01-24 | 139 DRAKE STREET #20D, Vancouver, BC V6Z 2T8 | Electrical Permit | Commercial | Renovation - Dwelling Unit(s) only | Completed | Installation / Repair - Commercial - Complete apartment renovation -The original service is 100A and will remain so. All lighting (LED), receptacles and appliances are being replaced and are new The AC is a 2 ton high efficiency condensing unit with a small DX coil. All heating is provided from building hot water with minimal power requirements >BP: #20D To permit interior alterations to this unit #20D in this existing multiple dwelling building on this site. Scope to include the removal of non-load bearing interior walls, updates to bathrooms and kitchen, new finishes and lighting, and work related to plumbing and electrical. Bulk storage to remain with new pocket door and side by side W/D OK - N.Bahr - Sept.24.2020 | Combustion Solutions Incorporated
SP-2022-00159 | 2022-02-27 | 1383 MARINASIDE CRESCENT #607, Vancouver, BC V6Z 2W9 | Sprinkler Permit | Commercial | Renovation - Dwelling Unit(s) only | Completed | Commercial - Relocate 2 x residential sidewall sprinkler heads and add 1 x new residential sidewall sprinkler head to suite the relocation of 1 x bedroom wall >BP: Unit 607- 6TH Floor Interior alterations to provide improvements to this existing dwelling unit (Unit 607) on the 6TH Floor of this existing multiple dwelling building on this site. Scope of work: - Relocate wall between master bedroom & bedroom, relocate door & remove closet in the bedroom Ok for Field Review per K. Vogt, Jan 4th, 2022 E2 upgrade is energy efficient fixtures. Note: Building Inspector to determine if P.Eng. is required for removal of interior walls *****This application does not include any of the following: 1. Not more than 20 sprinklers (add, relocate, or remove), 2. hydraulic calculations, 3. change in occupancy and /or hazard classification, 4. warehouse storage arrangements, 5. mobile compact storage arrangements, 6. alternative solutions, 7. changes to the sprinkler system supply piping (e.g. valves, mains, cross-mains, branch-lines, etc.), or 8. flexible sprinkler pipe. | Peak Fire Protection Ltd
EP-2022-01341 | 2022-02-25 | 1383 MARINASIDE CRESCENT #607, Vancouver, BC V6Z 2W9 | Electrical Permit | Commercial | Renovation - Dwelling Unit(s) only | Completed | Installation / Repair - Commercial - re and re wall plugs in bed room move wall one foot >BP: Unit 607- 6TH Floor Interior alterations to provide improvements to this existing dwelling unit (Unit 607) on the 6TH Floor of this existing multiple dwelling building on this site. Scope of work: - Relocate wall between master bedroom & bedroom, relocate door & remove closet in the bedroom Ok for Field Review per K. Vogt, Jan 4th, 2022 Energy upgrade: Exempt target Note: Building Inspector to determine if P.Eng. is required for removal of interior walls | O J ELECTRIC LTD
GP-2022-00708 | 2022-03-04 | 455 BEACH CRESCENT #3502, Vancouver, BC V6Z 3E5 | Gas Permit | Commercial | Renovation - Dwelling Unit(s) only | Cancelled | Commercial - 35th FLOOR - SUITE #3502 Take the old gas range out and relocate the gas line from one wall through the drop ceiling to another wall. Lastly, install the new replacement gas range at new location. | A Plus Plumbing Ltd
NULL | NULL | 455 BEACH CRESCENT #3502, Vancouver, BC V6Z 3E5 | Plumbing Permit | Commercial | Renovation - Dwelling Unit(s) only | Withdrawn | Commercial - Replace existing fixtures with new one Replacing existing tub and shower with new ones | R J PLUMBING & HEATING LTD.
PP-2022-02177 | 2022-06-22 | 455 BEACH CRESCENT #3502, Vancouver, BC V6Z 3E5 | Plumbing Permit | Commercial | Renovation | Completed | Commercial - Replace 2 tubs with 1 shower and 1 free standing tub Replace 1 shower with 1 new shower base | R J PLUMBING & HEATING LTD.
GP-2022-01872 | 2022-06-23 | 455 BEACH CRESCENT #3502, Vancouver, BC V6Z 3E5 | Gas Permit | Residential | Renovation | Cancelled | Residential - TO CONTINUE WORK STARTED BY OTHERS (GP-2022-00708) Move gas range to different area | R J PLUMBING & HEATING LTD.
EP-2022-10027 | 2022-12-05 | 907 BEACH AVENUE #1903, Vancouver, BC V6Z 2R3 | Electrical Permit | Commercial | Tenant Improvement | Completed | Installation / Repair - Commercial - Power for A/C split unit - compressor will be installed on the balcony. There is no front or back. And again, compressor will be installed by mechanical contractor. They should provide location of the compressor, we responsible only for the power that will be done after compressor installation. | VS Electric Ltd
NULL | NULL | 907 BEACH AVENUE #1903, Vancouver, BC V6Z 2R3 | Mechanical Permit | NULL | NULL | Withdrawn | NULL | ARCON HEATING AND AIR CONDITIONING
MP-2022-00590 | 2022-11-21 | 907 BEACH AVENUE #1903, Vancouver, BC V6Z 2R3 | Mechanical Permit | NULL | NULL | Completed | NULL | ARCON HEATING AND AIR CONDITIONING
PP-2022-03878 | 2022-10-27 | 1010 BEACH AVENUE #301, Vancouver, BC V6E 1T7 | Plumbing Permit | Residential | Renovation - Dwelling Unit(s) only | Completed | Residential - Full plumbing renovation >To alter the interior of this existing dwelling unit (#301) in this multiple dwelling building to renovate the kitchen, bathrooms, closets, and fireplace. OK for field review as per A.Patterson. Notes: 1. Energy upgrade triggers: E2 - Appliances - Upgrade to an Energuide/Energy Star appliance (fridge; dishwasher) | Costello and Co. Plumbing Inc
SP-2022-01687 | NULL | 1010 BEACH AVENUE #301, Vancouver, BC V6E 1T7 | Sprinkler Permit | Residential | Tenant Improvement | Withdrawn | Residential - Demo and reno of sprinkler heads according to as-built. >BP: To alter the interior of this existing dwelling unit (#301) in this multiple dwelling building to renovate the kitchen, bathrooms, closets, and fireplace. | Gisborne Industrial Construction Ltd
EP-2022-09885 | 2022-11-22 | 1010 BEACH AVENUE #301, Vancouver, BC V6E 1T7 | Electrical Permit | Commercial | Renovation - Dwelling Unit(s) only | Completed | Installation / Repair - Commercial - SUITE #301 - Full condominium renovation, and update. Replace existing 100a electrical panel with new 100a electrical panel to comply with new arc fault codes >BP: To alter the interior of this existing dwelling unit (#301) in this multiple dwelling building to renovate the kitchen, bathrooms, closets, and fireplace. | Shawn P Greabeiel
SP-2023-00095 | 2023-02-23 | 1010 BEACH AVENUE #301, Vancouver, BC V6E 1T7 | Sprinkler Permit | Residential | Renovation - Dwelling Unit(s) only | Completed | Residential - To alter the interior of this existing dwelling unit (#301) in this multiple dwelling building. Poly-B pipe to be abandoned and remain in place with plugs, new piping to supply this dwelling. | Five Star Fire Protection Ltd
EP-2023-01816 | 2023-03-06 | 1010 BEACH AVENUE #301, Vancouver, BC V6E 1T7 | Electrical Permit | Commercial | Renovation | Completed | Installation / Repair - Commercial - Network, phone, audio, video wires. >BP: To alter the interior of this existing dwelling unit (#301) in this multiple dwelling building to renovate the kitchen, bathrooms, closets, and fireplace. OK for field review as per A.Patterson. Notes: 1. Energy upgrade triggers: E2 - Appliances - Upgrade to an Energuide/Energy Star appliance (fridge; dishwasher) | Paramount Automation Ltd
PP-2022-00212 | 2022-01-26 | 928 BEATTY STREET #2910, Vancouver, BC V6Z 3G6 | Plumbing Permit | Residential | Renovation - Dwelling Unit(s) only | Completed | Residential - SUITE #2910 - it's a Re & Re project for a washroom and kitchen, we add an ice maker box. #2910 -29th Floor Interior alterations only to provide improvements to this existing dwelling unit on the 29th (#2910) floor of this existing mixed use building on this site. Scope of work includes removing partition walls between the kitchen and dining room and entryway; and replacing flooring, kitchen cabinets, countertops, backsplash, and appliances. | Best Home Mecanical Ltd
EP-2023-10103 | 2023-11-24 | 1088 QUEBEC STREET #301, Vancouver, BC V6A 4H2 | Electrical Permit | Commercial | Renovation - Dwelling Unit(s) only | Issued | Installation / Repair - Commercial - -Add 2x slim pots in master bathroom -re in re 2x client supplied vanity bar lights. -No structural work being performed and the installation will not be in a fire separation >Permit Amendment Dec 18, 2023 -"Remove "-Add/ relocate receptacle for recessed niche" from scope of work as this work was not done" | AJ's Electrical Contractors LTD
MP-2023-00816 | 2023-05-11 | 1500 HORNBY STREET #2901, Vancouver, BC V6Z 2R1 | Mechanical Permit | NULL | NULL | Completed | NULL | Evco Comfort Solutions Inc
PP-2023-01643 | 2023-05-10 | 1500 HORNBY STREET #2901, Vancouver, BC V6Z 2R1 | Plumbing Permit | Commercial | Renovation | Completed | Commercial - Re and Re for bathrooms. Change 1 tub to free standing tub >BP: #2901 - 29th floor Interior alterations to provide improvements to suite #2901 on the 29th floor in this existing mixed use commercial/ residential building on the site. Scope of work includes: - Re&Re kitchen and bathroom - New interior/partition walls - Remove the existing gas fireplace | Sam Brothers Plumbing and Heating Ltd
EP-2023-04824 | 2023-06-02 | 1500 HORNBY STREET #2901, Vancouver, BC V6Z 2R1 | Electrical Permit | Commercial | Renovation | Completed | Installation / Repair - Commercial - Renovation; lighting fixtures upgrade, new finishing of plugs and switches, kitchen update MP-2023-00816 issued 04/172023 >BP: Interior alterations to provide improvements to suite #2901 on the 29th floor in this existing mixed use commercial/ residential building on the site. Scope of work includes: - Re&Re kitchen and bathroom - New interior/partition walls - Remove the existing gas fireplace Note: - Separate mechanical permit is required for heat pump installation - DBI to determine on site whether Structural drawings and schedule B are required OK for Field Review as per S. Yu on Feb 28, 2023 | Quad A Electrical Ltd
SP-2023-00943 | 2023-05-30 | 1500 HORNBY STREET #2901, Vancouver, BC V6Z 2R1 | Sprinkler Permit | Residential | Renovation - Dwelling Unit(s) only | Completed | Residential - UNIT #2901 - 29TH FLOOR - Relocate (1) existing sidewall sprinkler to 200F QR 4.9K Concealed Sprinkler in Kitchen Area >BP: #2901 - 29th floor Interior alterations to provide improvements to suite #2901 on the 29th floor in this existing mixed use commercial/ residential building on the site. Scope of work includes: - Re&Re kitchen and bathroom - New interior/partition walls - Remove the existing gas fireplace *****This application does not include any of the following: 1. Not more than 20 sprinklers (add, relocate, or remove), 2. hydraulic calculations, 3. change in occupancy and /or hazard classification, 4. warehouse storage arrangements, 5. mobile compact storage arrangements, 6. alternative solutions, 7. changes to the sprinkler system supply piping (e.g. valves, mains, cross-mains, branch-lines, etc.), or 8. flexible sprinkler pipe. | Community Fire Prevention Ltd
EP-2023-06075 | NULL | 928 BEATTY STREET #301, Vancouver, BC V6Z 3G6 | Electrical Permit | Residential | Addition | Application Incomplete | Installation / Repair - Residential - Provide power to heat pump on a balcony | CRONA MANAGEMENT INC.
EP-2023-06074 | NULL | 939 EXPO BOULEVARD #1107, Vancouver, BC V6Z 3G7 | Electrical Permit | Residential | Addition | Application Incomplete | Installation / Repair - Residential - Provide power to heat pump on balcony -reference: MP-2023-00934 | CRONA MANAGEMENT INC.
MP-2022-00122 | 2022-08-18 | 1088 QUEBEC STREET #1504, Vancouver, BC V6A 4H2 | Mechanical Permit | NULL | NULL | Completed | NULL | Moore And Russell Heating And Air Conditioning Ltd
EP-2022-06917 | 2022-08-18 | 1088 QUEBEC STREET #1504, Vancouver, BC V6A 4H2 | Electrical Permit | Commercial | Tenant Improvement | Completed | Installation / Repair - Commercial - No change to existing service . Electrical installation for heat pump. BP not required. Mechanical permit to be obtained. | Moore And Russell Heating And Air Conditioning Ltd
EP-2023-04194 | 2023-05-12 | 1408 STRATHMORE MEWS #3001, Vancouver, BC V6Z 3A9 | Electrical Permit | Residential | Renovation | Completed | Installation / Repair - Residential - Replace some plugs and switches in kitchen and living room. Adding some pot lights. >BP: Interior alterations to provide improvements to this dwelling unit on the 30th floor of this existing Multiple Dwelling Building on the site. Scope of work includes reconfiguring most interior walls, moving the location of the bulk storage room and new bulk head in the kitchen. OK for Field Review as per Nehzat J. on November 17, 2022 Notes: - This building is sprinklered. District Building Inspector to determine if a Sprinkler Permit is required. - DBI to determine on site if a Schedule B, Structural is required. - Energy Upgrade Selected: E2 - Lighting - Install lighting dimmer, timers, and/or motion detectors on interior lights. | Golden Wire Electric Ltd
EP-2022-00493 | 2022-01-25 | 1012 BEACH AVENUE #601, Vancouver, BC V6E 1T7 | Electrical Permit | Residential | Renovation - Dwelling Unit(s) only | Completed | Installation / Repair - Residential - Install new potlights, update counterplugs and power for new appliances. -We are replacing existing potlights with new ones in a drop ceiling of a concrete building. Above the kitchen drop ceiling it is all concrete. | ANS Electrical Installations Ltd
EP-2023-07124 | 2023-08-17 | 1010 BEACH AVENUE #601, Vancouver, BC V6E 1T7 | Electrical Permit | Residential | Renovation | Completed | Installation / Repair - Residential - UNIT 601 Renovate the kitchen, living room, and bathroom; add some pot lights | CANDO Electric Ltd.
PP-2023-03309 | 2023-09-18 | 1010 BEACH AVENUE #601, Vancouver, BC V6E 1T7 | Plumbing Permit | Commercial | Renovation - Dwelling Unit(s) only | Completed | Commercial - Replacing emergency stops for sinks and toilets, Installing new shower valves and tub valve in existing location. >BP: #601 Interior alterations to provide improvements to this existing unit (601) in this multiple dwelling building on this site. Scope of work includes proposed bathrooms, kitchen, and electrical updates | Trust It Plumbing Inc
MP-2023-02285 | 2023-12-28 | 1088 QUEBEC STREET #1606, Vancouver, BC V6A 4H2 | Mechanical Permit | NULL | NULL | Issued | NULL | Pro Ace Heating & Air Conditioning Services Ltd
EP-2023-11290 | 2024-01-08 | 1088 QUEBEC STREET #1606, Vancouver, BC V6A 4H2 | Electrical Permit | Residential | Addition | Completed | Installation / Repair - Residential - Electrical installation for outdoor heat pump condenser unit -the MOP is 25A. They have a Federal Pioneer panel so I'll be using a 20A circuit breaker, which makes the MCA to 16A. | Daniel Topping
EP-2022-04444 | 2022-05-27 | 1188 QUEBEC STREET #1404, Vancouver, BC V6A 4B3 | Electrical Permit | Residential | Tenant Improvement | Issued | Installation / Repair - Residential - Bathroom area - install 4 pot lights and 1 vanity light >BP: Interior alterations to provide improvements to the two bathrooms in dwelling unit #1404 in this existing multiple dwelling on this site. E2 upgrade - Service Water Heating (SWH) - install low flow shower heads in all showers. Energy checklist is currently no longer required with your Building Permit (BP) application. Some supporting documents are still required at BP stage, specifically Envelope and HVAC, if applicable. Service Water Heating and Lighting supporting documents, if applicable, must be submitted with your related trades permits (e.g. electrical and plumbing). All energy upgrades will be checked during inspections stage. It is the applicant’s responsibility to identify and note all required upgrades including energy upgrades on their BP drawings at BP stage. | Expert Electric Ltd
PP-2023-01460 | 2023-06-05 | 1408 STRATHMORE MEWS #2107, Vancouver, BC V6Z 3A9 | Plumbing Permit | Residential | Renovation | Completed | Residential - Replace bathtub to shower *A Building Permit may be required if there is any Structural work performed* | Shore Plumbing & Heating Inc
MP-2023-01339 | 2023-07-21 | 1128 QUEBEC STREET #1704, Vancouver, BC V6A 4E1 | Mechanical Permit | NULL | NULL | Completed | NULL | Tek Climate Heating & Air Conditioning Ltd
EP-2023-05722 | 2024-01-16 | 1128 QUEBEC STREET #1704, Vancouver, BC V6A 4E1 | Electrical Permit | Residential | Renovation | Completed | Installation / Repair - Residential - Install 20 amp circuit for heat pump -Total baseboard load was 7500 watts, 6000 watts of baseboard heaters has been removed to account for heat pump. Removal of heater wattage is higher then total wattage of heat pump *MP-2023-01339: Issued (Heating and Cooling) We will be removing equivalent amount of baseboard heaters | Red Ryno Energy Ltd
PP-2022-00369 | 2022-02-04 | 1008 BEACH AVENUE #302, Vancouver, BC V6E 1T7 | Plumbing Permit | Residential | Renovation | Issued | Residential - UNIT# 302 Changing Existing plumbing fixtures with new plumbing fixtures. Auto washer existing | COPPER MECHANICAL CONTRACTING LIMITED
EP-2023-00249 | 2023-01-13 | 1012 BEACH AVENUE #2, Vancouver, BC V6E 1T7 | Electrical Permit | Commercial | Tenant Improvement | Completed | Installation / Repair - Commercial - Re-locating receptacles for new office layout. Lighting is existing it just will be swapped with new LED fixtures. Majority of work will remain as existing other than what was required to be re located. >BP: CF-2022-011551 Interior alterations to provide tenant improvements to a new office tenant on the ground floor (#2) of this existing commercial building on site. Scope of work: New flooring, light and plumbing fixtures, paint, bathroom tile, electrical and plumbing work. | J & L Ferda Electrical and Plumbing
SP-2022-02128 | 2023-01-04 | 1012 BEACH AVENUE #2, Vancouver, BC V6E 1T7 | Sprinkler Permit | Commercial | Tenant Improvement | Completed | Commercial - 2 SPRINKLER NEED IN THE HALLWAY >BP: CF-2022-011551 Interior alterations to provide tenant improvements to a new office tenant on the ground floor (#2) of this existing commercial building on site. Scope of work: New flooring, light and plumbing fixtures, paint, bathroom tile, electrical and plumbing work. *****This application does not include any of the following: 1. Not more than 20 sprinklers (add, relocate, or remove), 2. hydraulic calculations, 3. change in occupancy and /or hazard classification, 4. warehouse storage arrangements, 5. mobile compact storage arrangements, 6. alternative solutions, 7. changes to the sprinkler system supply piping (e.g. valves, mains, cross-mains, branch-lines, etc.), or 8. flexible sprinkler pipe. | Spectrum Fire Protection Ltd
PP-2022-04545 | 2023-01-11 | 1012 BEACH AVENUE #2, Vancouver, BC V6E 1T7 | Plumbing Permit | Commercial | Addition | Completed | Commercial - Replaced existing sanitary lines as existing lines were back grading and not up to code. Jan CF-2022-011551 >BP: Interior alterations to provide tenant improvements to a new office tenant on the ground floor (#2) of this existing commercial building on site. Scope of work: New flooring, light and plumbing fixtures, paint, bathroom tile, electrical and plumbing work. Jan 24/23-AMEND changes to delete the piping and add 2 water closets, 2 showers, and 4 sinks. | J & L Ferda Electrical and Plumbing
SP-2023-01334 | 2023-07-21 | 1018 BEACH AVENUE, Vancouver, BC V6E 1T7 | Sprinkler Permit | Commercial | Tenant Improvement | Completed | Commercial - relocate existing pendants into upright for new open ceiling dining area >BP: Minor Renovation Interior alterations to modify floor layout and install new cooking equipment for the existing restaurant Class-1 at 1018 Beach Avenue in this high rise mixed use building for a new tenant. The existing kitchen exhaust hood, exhaust ducting, and exhaust fan shall remain as it is in place. *****This application does not include any of the following: 1. Not more than 20 sprinklers (add, relocate, or remove), 2. hydraulic calculations, 3. change in occupancy and /or hazard classification, 4. warehouse storage arrangements, 5. mobile compact storage arrangements, 6. alternative solutions, 7. changes to the sprinkler system supply piping (e.g. valves, mains, cross-mains, branch-lines, etc.), or 8. flexible sprinkler pipe. | Yu Fire Protection Inc.
EP-2023-08401 | 2023-09-18 | 1018 BEACH AVENUE, Vancouver, BC V6E 1T7 | Electrical Permit | Commercial | Renovation | Issued | Installation / Repair - Commercial - Installation of low voltage system for a restaurant. >BP: Minor Renovation Interior alterations to modify floor layout and install new cooking equipment for the existing restaurant Class-1 at 1018 Beach Avenue in this high rise mixed use building for a new tenant. The existing kitchen exhaust hood, exhaust ducting, and exhaust fan shall remain as it is in place. 1- One Class -1 and two Class-2 Cooking operations. Type-1 hoods and its exhaust system shall remain as existing. 2- Reviewed for compliance with VBBL 2019 3- Occupant load (interior and exterior seat + staff) is 145 Person | Opticnet Communications Inc
PP-2023-02877 | 2023-08-17 | 1018 BEACH AVENUE, Vancouver, BC V6E 1T7 | Plumbing Permit | Commercial | Renovation | Completed | Commercial - To install fixtures >BP: Minor Renovation Interior alterations to modify floor layout and install new cooking equipment for the existing restaurant Class-1 at 1018 Beach Avenue in this high rise mixed use building for a new tenant. The existing kitchen exhaust hood, exhaust ducting, and exhaust fan shall remain as it is in place. 1- One Class -1 and two Class-2 Cooking operations. Type-1 hoods and its exhaust system shall remain as existing. 2- Reviewed for compliance with VBBL 2019 3- Occupant load (interior and exterior seat + staff) is 145 Person | WESTBRIDGE PLUMBING & HEATING LTD
EP-2023-07429 | 2023-08-18 | 1018 BEACH AVENUE, Vancouver, BC V6E 1T7 | Electrical Permit | Commercial | Addition | Issued | Installation / Repair - Commercial - Install some new spot/track light fixtures, some existing lights will be relocated. Wiring new circuits for receptacles. >BP: Minor Renovation Interior alterations to modify floor layout and install new cooking equipment for the existing restaurant Class-1 at 1018 Beach Avenue in this high rise mixed use building for a new tenant. The existing kitchen exhaust hood, exhaust ducting, and exhaust fan shall remain as it is in place. 1- One Class -1 and two Class-2 Cooking operations. Type-1 hoods and its exhaust system shall remain as existing. 2- Reviewed for compliance with VBBL 2019 3- Occupant load (interior and exterior seat + staff) is 145 Person | Myarc Electrical Inc
EP-2023-10004 | 2023-11-06 | 1018 BEACH AVENUE, Vancouver, BC V6E 1T7 | Electrical Permit | Commercial | Renovation | Completed | Installation / Repair - Commercial - To extend pre-existing speaker circuit from the center room to new location in the kitchen >BP: Minor Renovation Interior alterations to modify floor layout and install new cooking equipment for the existing restaurant Class-1 at 1018 Beach Avenue in this high rise mixed use building for a new tenant. The existing kitchen exhaust hood, exhaust ducting, and exhaust fan shall remain as it is in place. 1- One Class -1 and two Class-2 Cooking operations. Type-1 hoods and its exhaust system shall remain as existing. 2- Reviewed for compliance with VBBL 2019 3- Occupant load (interior and exterior seat + staff) is 145 Person | Fina Electrical Systems Ltd
EP-2023-02255 | 2023-03-16 | 1012 BEACH AVENUE #102, Vancouver, BC V6E 1T7 | Electrical Permit | Commercial | Addition | Completed | Installation / Repair - Commercial - Install 2x data drops, patch panel and bonding for existing data rack | Houle Electric Limited
EP-2022-05957 | 2022-07-15 | 1012 BEACH AVENUE #102, Vancouver, BC V6E 1T7 | Electrical Permit | Commercial | Addition | Completed | Installation / Repair - Commercial - Extra low voltage alarm system >BP: Interior alterations to provide tenant improvements for a new office tenant on the 1st floor (#102) in this existing commercial building on this site. Scope of work: construct new glazed partition wall, millwork for entry/reception and construct partition walls for new accessible washroom, finishes, electrical, plumbing and sprinkler work. TENANT: MLA Community Office - Brenda Bailey OK for Field Review per N. Jalalkamali February 23, 2022 Building Sprinklered - Separate sprinkler permit required for proposed sprinkler work. E2 - Lighting - Upgrade to incorporate Automatic Full OFF (per 9.4.1.1 (h) of ASHRAE 90.1-2016) Energy checklist is currently no longer required with your Building Permit (BP) application. Some supporting documents are still required at BP stage, specifically Envelope and HVAC, if applicable. Service Water Heating and Lighting supporting documents, if applicable, must be submitted with your related trades permits (e.g. electrical and plumbing). All energy upgrades will be checked during inspections stage. It is the applicant’s responsibility to identify and note all required upgrades including energy upgrades on their BP drawings at BP stage. | Alarmtron BC Ltd
EP-2022-04224 | 2022-05-20 | 1012 BEACH AVENUE #102, Vancouver, BC V6E 1T7 | Electrical Permit | Commercial | Addition | Completed | Installation / Repair - Commercial - Bathroom exhaust fan, bathroom light replacement, switch replacement >BP: Interior alterations to provide tenant improvements for a new office tenant on the 1st floor (#102) in this existing commercial building on this site. Scope of work: construct new glazed partition wall, millwork for entry/reception and construct partition walls for new accessible washroom, finishes, electrical, plumbing and sprinkler work. TENANT: MLA Community Office - Brenda Bailey OK for Field Review per N. Jalalkamali February 23, 2022 Building Sprinklered - Separate sprinkler permit required for proposed sprinkler work. E2 - Lighting - Upgrade to incorporate Automatic Full OFF (per 9.4.1.1 (h) of ASHRAE 90.1-2016) Energy checklist is currently no longer required with your Building Permit (BP) application. Some supporting documents are still required at BP stage, specifically Envelope and HVAC, if applicable. Service Water Heating and Lighting supporting documents, if applicable, must be submitted with your related trades permits (e.g. electrical and plumbing). All energy upgrades will be checked during inspections stage. It is the applicant’s responsibility to identify and note all required upgrades including energy upgrades on their BP drawings at BP stage. | Valence Electrical Inc
PP-2022-01742 | 2022-05-24 | 1012 BEACH AVENUE #102, Vancouver, BC V6E 1T7 | Plumbing Permit | Commercial | Tenant Improvement | Completed | Commercial - Rough In & Finishing for new toilet and lav >BP: #102 - Ground floor Interior alterations to provide tenant improvements for a new office tenant on the 1st floor (#102) in this existing commercial building on this site. Scope of work: construct new glazed partition wall, millwork for entry/reception and construct partition walls for new accessible washroom, finishes, electrical, plumbing and sprinkler work. TENANT: MLA Community Office - Brenda Bailey OK for Field Review per N. Jalalkamali February 23, 2022 Building Sprinklered - Separate sprinkler permit required for proposed sprinkler work. E2 - Lighting - Upgrade to incorporate Automatic Full OFF (per 9.4.1.1 (h) of ASHRAE 90.1-2016) Energy checklist is currently no longer required with your Building Permit (BP) application. Some supporting documents are still required at BP stage, specifically Envelope and HVAC, if applicable. Service Water Heating and Lighting supporting documents, if applicable, must be submitted with your related trades permits (e.g. electrical and plumbing). All energy upgrades will be checked during inspections stage. It is the applicant’s responsibility to identify and note all required upgrades including energy upgrades on their BP drawings at BP stage. | Valence Plumbing & Heating Inc.
SP-2022-00688 | 2022-05-11 | 1012 BEACH AVENUE #102, Vancouver, BC V6E 1T7 | Sprinkler Permit | Commercial | Tenant Improvement | Completed | Commercial - Add (x1) sprinkler head at front and add (x1) sprinkler head at back adjacent to washroom #102 - Ground floor Interior alterations to provide tenant improvements for a new office tenant on the 1st floor (#102) in this existing commercial building on this site. Scope of work: construct new glazed partition wall, millwork for entry/reception and construct partition walls for new accessible washroom, finishes, electrical, plumbing and sprinkler work. TENANT: MLA Community Office - Brenda Bailey *****This application does not include any of the following: 1. Not more than 20 sprinklers (add, relocate, or remove), 2. hydraulic calculations, 3. change in occupancy and /or hazard classification, 4. warehouse storage arrangements, 5. mobile compact storage arrangements, 6. alternative solutions, 7. changes to the sprinkler system supply piping (e.g. valves, mains, cross-mains, branch-lines, etc.), or 8. flexible sprinkler pipe. | Fire Pro Fire Protection Ltd.
PP-2022-01668 | 2022-05-16 | 1228 MARINASIDE CRESCENT #612, Vancouver, BC V6Z 2W4 | Plumbing Permit | Residential | Renovation | Completed | Residential - Plumbing for: >BP: Unit 612- 6TH Floor Interior alterations to provide improvements to this existing dwelling (unit 612) on the 6TH Floor of this existing multiple dwelling building on this site. Scope of work: - Demo & install interior walls & doors, millwork, appliances & finishes, plumbing fixtures & electrical, drop ceiling, and flooring Ok for Field Review per K. Vogt, Dec 16th, 2021 Energy Upgrade: E2 - Upgrades include Fridge and Dishwasher upgrade. | BD Plumbing
SP-2022-01064 | 2022-06-30 | 1228 MARINASIDE CRESCENT #612, Vancouver, BC V6Z 2W4 | Sprinkler Permit | Commercial | Renovation | Completed | Commercial - Relocate 3 heads, replace existing recalled heads with new concealed type pendents and sidewalls. >BP: Unit 612- 6TH Floor Interior alterations to provide improvements to this existing dwelling (unit 612) on the 6TH Floor of this existing multiple dwelling building on this site. Scope of work: - Demo & install interior walls & doors, millwork, appliances & finishes, plumbing fixtures & electrical, drop ceiling, and flooring | Cobing Building Solutions Ltd
NULL | NULL | 1228 MARINASIDE CRESCENT #612, Vancouver, BC V6Z 2W4 | Sprinkler Permit | Residential | Renovation | Draft | Residential - remove steel pipe where necessary and change to blaze | Cobing Building Solutions Ltd
EP-2022-09167 | 2022-10-28 | 1228 MARINASIDE CRESCENT #612, Vancouver, BC V6Z 2W4 | Electrical Permit | Commercial | Renovation | Completed | Installation / Repair - Commercial - Renovation of 2 floors - homeowner >>BP: Unit 612- 6TH Floor Interior alterations to provide improvements to this existing dwelling (unit 612) on the 6TH Floor of this existing multiple dwelling building on this site. Scope of work: - Demo & install interior walls & doors, millwork, appliances & finishes, plumbing fixtures & electrical, drop ceiling, and flooring | Novawest Electrical Services Ltd
EP-2022-09770 | 2022-11-21 | 1228 MARINASIDE CRESCENT #612, Vancouver, BC V6Z 2W4 | Electrical Permit | Commercial | Renovation | Completed | Installation / Repair - Commercial - Re / re (1) FA speaker in unit #612. Unit 612- 6TH Floor Interior alterations to provide improvements to this existing dwelling (unit 612) on the 6TH Floor of this existing multiple dwelling building on this site. Scope of work: - Demo & install interior walls & doors, millwork, appliances & finishes, plumbing fixtures & electrical, drop ceiling, and flooring | AG Electric and Alarm Monitoring Co Ltd
PP-2023-00076 | 2023-01-12 | 1383 MARINASIDE CRESCENT #1702, Vancouver, BC V6Z 2W9 | Plumbing Permit | Commercial | Renovation | Issued | Commercial - 2 bathroom and kitchen renovation. No fire penetrations or structural wall removals so no building permit. Ive attached the plans and strata approval. - being replaced in the same location and replaced tub to tub shower to shower **No Building alterations or Building work otherwise a BP will be required | Conor Whyte Plumbing And Heating Limited
NULL | NULL | 1483 HOMER STREET #1702, Vancouver, BC V6Z 3C7 | Gas Permit | Residential | Renovation | Withdrawn | Residential - Changing gas cook top for new one. Changing fireplace insert for new one. | Precise Plumbing & Heating Inc
GP-2023-01808 | NULL | 1483 HOMER STREET #1702, Vancouver, BC V6Z 3C7 | Gas Permit | Residential | Renovation | Cancelled | Residential - Replacing gas cooktop and fireplace insert | Precise Plumbing & Heating Inc
EP-2023-05249 | 2023-06-20 | 1483 HOMER STREET #1705, Vancouver, BC V6Z 3C7 | Electrical Permit | Commercial | Renovation | Completed | Installation / Repair - Commercial - #1705 Installation of new pot lights in primary bedroom, installation of new switches for lights in primary bedroom, installation of new outlets in kitchen, installation of new pot lights in kitchen, installation of new lighting in bedrooms, installation of new strip lighting in main living room | James P Kennedy
SP-2023-01071 | 2023-06-20 | 1483 HOMER STREET #1705, Vancouver, BC V6Z 3C7 | Sprinkler Permit | Residential | Renovation | Issued | Residential - Fire sprinkler head relocted by layout change | Spectrum Fire Protection Ltd
PP-2023-02082 | 2023-06-13 | 1483 HOMER STREET #1705, Vancouver, BC V6Z 3C7 | Plumbing Permit | Residential | Renovation - Dwelling Unit(s) only | Completed | Residential - UNIT #1705 - Install new kitchen sink with faucet and dishwasher Please Note: Any Structural work may require a Building Permit. AMEND: JUN 26/2023 The actual unit we are renovating is 1705. | Precise Plumbing & Heating Inc
EP-2023-08186 | 2023-09-18 | 928 BEATTY STREET #911, Vancouver, BC V6Z 3G6 | Electrical Permit | Commercial | Renovation - Dwelling Unit(s) only | Completed | Installation / Repair - Commercial - Kitchen updated in unit 911 in multi storey building Scope of work —-Relocate plug and switches ,remove and reinstall garburator,dishwasher,micro hoodfan .Addition 2 pendant light and under cabinet light >BP: To provide interior alterations to suite #911 on the 9th floor of this existing multiple dwelling building. Scope of work includes : removing a non-load-bearing wall in the kitchen, update kitchen and bathroom, plumbing and electrical work. OK for DTI C. Yue August 1, 2023 | Unity Electric Limited
PP-2023-01254 | 2023-04-19 | 86 SMITHE STREET, Vancouver, BC V6B 1M7 | Plumbing Permit | Commercial | Addition | Completed | Commercial - Adding 3 new sinks >BP: Interior alterations and a change of use from Beauty Salon to Beauty and Wellness to provide improvements for a new tenant at 86 Smithe St on the ground floor of this mixed-use building on this site. Scope of work includes the reconfiguration of interior walls, new plumbing to suit and new lighting throughout. | Mamba Drainage Services Inc
NULL | NULL | 86 SMITHE STREET, Vancouver, BC V6B 1M7 | Plumbing Permit | Commercial | New | Draft | Commercial - installed new rough in for 3 sinks | Maestro Plumbing Heating & Air Conditioning Ltd
SP-2023-00571 | 2023-04-05 | 86 SMITHE STREET, Vancouver, BC V6B 1M7 | Sprinkler Permit | Commercial | Tenant Improvement | Completed | Commercial - Add Sprinkler Head >BP: Interior alterations and a change of use from Beauty Salon to Beauty and Wellness to provide improvements for a new tenant at 86 Smithe St on the ground floor of this mixed-use building on this site. Scope of work includes the reconfiguration of interior walls, new plumbing to suit and new lighting throughout. *****This application does not include any of the following: 1. Not more than 20 sprinklers (add, relocate, or remove), 2. hydraulic calculations, 3. change in occupancy and /or hazard classification, 4. warehouse storage arrangements, 5. mobile compact storage arrangements, 6. alternative solutions, 7. changes to the sprinkler system supply piping (e.g. valves, mains, cross-mains, branch-lines, etc.), or 8. flexible sprinkler pipe. | Viking Fire Protection Inc
EP-2023-03101 | 2023-04-11 | 86 SMITHE STREET, Vancouver, BC V6B 1M7 | Electrical Permit | Commercial | Tenant Improvement | Completed | Installation / Repair - Commercial - tenant improvement >BP: Interior alterations and a change of use from Beauty Salon to Beauty and Wellness to provide improvements for a new tenant at 86 Smithe St on the ground floor of this mixed-use building on this site. Scope of work includes the reconfiguration of interior walls, new plumbing to suit and new lighting throughout. New Tenant: Luxuria Laser Spa OK for field review per W. Wong Feb 1, 2023 Notes: - This building is sprinklered. A separate sprinkler permit is required for all related work. - DBI to determine on site if Schedule B, Structural, is required. Storefront glazing is to remain clear and unobstructed. No translucent or opaque film, artwork, shelving, display case, curtains or similar elements are to be installed on or directly outside or inside of the approved glazing. Separate permit is required for all signage. Energy checklist is currently no longer required with your Building Permit application. Some supporting documents are still required at BP stage, specifically Envelope and HVAC, if applicable. Service Water Heating and Lighting supporting documents, if applicable, must be submitted with your related trades permits (e.g. electrical and plumbing). | T.G. Electrical Ltd
NULL | NULL | 86 SMITHE STREET, Vancouver, BC V6B 1M7 | Plumbing Permit | Commercial | Renovation | Draft | Commercial - Complete finishings. 3x sinks, 3x faucets | Mamba Drainage Services Inc
MP-2023-00933 | 2023-05-25 | 1188 QUEBEC STREET #906, Vancouver, BC V6A 4B3 | Mechanical Permit | NULL | NULL | Completed | NULL | Tek Climate Heating & Air Conditioning Ltd
EP-2023-06525 | 2023-08-10 | 1188 QUEBEC STREET #906, Vancouver, BC V6A 4B3 | Electrical Permit | Commercial | Addition | Completed | Installation / Repair - Commercial - Install 20amp circuit for heat pump MP-2023-00933 | Red Ryno Energy Ltd
EP-2022-02232 | 2022-03-21 | 1408 STRATHMORE MEWS #2308, Vancouver, BC V6Z 3A9 | Electrical Permit | Commercial | Renovation | Completed | Installation / Repair - Commercial - Bathrooms and kitchen renovation, installing some heat floors and some pot lights >BP: #2308 - 23rd floor Interior alterations to provide improvements to this existing dwelling unit on the 23rd floor (#2308) in this existing multiple dwelling building on this site. Scope of work: remove drop ceiling in living room and both bedrooms, remove select partition walls/doors, construct new partition walls for storage room, new flooring, finishes, new vanities in bathroom, new millwork, cabinets, countertops in kitchen, electrical and plumbing. E2 - HVAC - Install timers (up to 60 minute), or humidistat for laundry room fan >>>> Amend: June 21st: Fire Alarm Verification uploaded in the Application Documents tab | Amir Hossein Rastjoo
PP-2022-01013 | 2022-03-25 | 1408 STRATHMORE MEWS #2308, Vancouver, BC V6Z 3A9 | Plumbing Permit | Residential | Renovation - Dwelling Unit(s) only | Completed | Residential - SUITE #2308 - 23RD FLOOR - Apartment reno. Change one tub into shower. Fixture update toilet, sink, shower, kitchen sink and dishwasher #2308 - 23rd floor Interior alterations to provide improvements to this existing dwelling unit on the 23rd floor (#2308) in this existing multiple dwelling building on this site. Scope of work: remove drop ceiling in living room and both bedrooms, remove select partition walls/doors, construct new partition walls for storage room, new flooring, finishes, new vanities in bathroom, new millwork, cabinets, countertops in kitchen, electrical and plumbing. | AVATAR PLUMBING AND HEATING LTD
MP-2023-00836 | 2023-05-12 | 198 AQUARIUS MEWS #502, Vancouver, BC V6Z 2Y4 | Mechanical Permit | NULL | NULL | Issued | NULL | Ashton Service Group/Ashton Mechanical Ltd.
MP-2023-00502 | 2023-03-27 | 1188 QUEBEC STREET #2202, Vancouver, BC V6A 4B3 | Mechanical Permit | NULL | NULL | Completed | NULL | Reliance Comfort Limited Partnership
EP-2023-03226 | 2023-05-02 | 1188 QUEBEC STREET #2202, Vancouver, BC V6A 4B3 | Electrical Permit | Residential | Addition | Completed | Installation / Repair - Residential - AC - INSTALLATION MP-2023-00502 | Reliance Comfort Limited Partnership
MP-2023-00184 | 2023-02-09 | 1188 QUEBEC STREET #2202, Vancouver, BC V6A 4B3 | Mechanical Permit | NULL | NULL | Cancelled | NULL | Reliance Comfort Limited Partnership
NULL | NULL | 988 BEACH AVENUE #16, Vancouver, BC V6Z 2N9 | Mechanical Permit | NULL | NULL | Draft | NULL | NULL
EP-2023-09461 | 2023-11-02 | 988 BEACH AVENUE #16, Vancouver, BC V6Z 2N9 | Electrical Permit | Commercial | Addition | Completed | Installation / Repair - Commercial - Install a 208V 30A 1ph circuit for a new split unit heat pump. Replacing a existing wastewater heat pump with a split system. Currently there is a single circuit feeding the existing unit but we will now require a second for the outdoor unit. -We will be providing the electrical circuit for this heat pump only. Heat Pump buy others. MP-2023-01779 | Power Plus Electric Ltd
MP-2023-01779 | 2023-10-03 | 988 BEACH AVENUE #16, Vancouver, BC V6Z 2N9 | Mechanical Permit | NULL | NULL | Completed | NULL | Custom Air Conditioning Ltd
EP-2023-03105 | 2023-04-21 | 1000 BEACH AVENUE #2501, Vancouver, BC V6E 4M2 | Electrical Permit | Commercial | Renovation - Dwelling Unit(s) only | Completed | Installation / Repair - Commercial - TO CONTINUE WORK STARTED BY OTHERS (EP-2021-04419) installation of receptacles. Led lighting, smart lighting panel. Not too sure what previous electrician scope of work was, >BP: #2501 - To permit interior alterations to this unit #2501 in this existing multiple dwelling building on this site. Scope of work: Remove partition walls, new kitchen island and update kitchen, reconfigure the powder room, WIC, updates to bathrooms, convert window above fireplace into wall and related electrical and plumbing. OK For Field Review per A.Campbell - Dec.8.2020 OK to convert window above fireplace into wall per POD Oliver - Jan 8th, 2021 Schedule B (Architectural) and Schedule D - Julio Reynel-Gracia P. Eng, 778-998-0709 Note: 1. Enclosed Balcony and Bulk Storage to Remain 2. Energy upgrade trigger: E2 - Appliances - Upgrade to an Energuide/Energy Star appliance (fridge; dishwasher) 3. Sprinkler permit required 4. Building Inspector to determine Structural Engineer required for the removal of partition walls See Revision #1 description. | Beyond Electric Ltd
PP-2023-00613 | 2023-02-22 | 1000 BEACH AVENUE #112, Vancouver, BC V6E 4M2 | Plumbing Permit | Commercial | New | Completed | Commercial - UNIT #112 - Installation of 3x Backflow preventers for dental equipment | SYNC MECHANICAL LTD